## Instructions
Custom Incentives: Burner Replacement Calculator
Welcome. This document has been prepared by CLEAResult.
The purposes of the calculator is to assist with estimating the savings for a burner replacement project. This tool
can also be used to evaluate oxygen trim systems and parallel positioning systems.
1. All required fields are highlighted in blue.
2. Begin on the Inputs tab and follow the instructions on the screen.
3. All required fields must be filled in for savings to be properly displayed.
4. All tabs contain required fields with the exception of the Proposed tab.
5. Currently, this spreadsheet can only model boilers that operate space conditioning terminal units or space conditioning terminal units and process equipment. A 100% process boiler cannot be modeled using this calculator.
6. For technical support on this tool contract Jeremy Selwyn: Jeremy.Selwyn@CLEAResult.com
Please Note: This calculator is used for estimating savings and does not guarantee the estimated incentive. The methodology presented in this calculator is deemed acceptable for the Nicor Business Custom Program. However, the assumptions used by the applicant to calculate the annual savings will be reviewed by the Business Custom Incentive Program, which is solely responsible for the final determination of the annual energy savings to be used in calculating the incentive amount. The Program also reserves the right to require the applicant to conduct specific measurement and verification activities, including monitoring both before and after the retrofit, and to base the incentive payment on the results of these activities.
  Email: CustomRebates@nicorgasrebates.com
  Fax: 312.755.9028
  Phone: 312.344.1520
  Nicor Gas Business Custom Incentive Program
  444 N. Michigan Ave., Suite 400
  Chicago, IL 60611

## Measure Savings
Boilers | Baseline Usage (Therms) | Proposed Usage (Therms) | Savings Summary
Boiler | 0 | 0 | Annual Savings | 0 | Therms
Boiler | 0 | 0 | Percent Savings | #DIV/0! | %
Boiler | 0 | 0 | Cost/Therm | 0 | $
Boiler | 0 | 0 | Utility Cost Savings | 0 | $
Totals | 0 | 0 | Implementation Cost |  | $
|  |  | Program Incentive | 0 | $
|  |  | Simple Payback Without Incentive | #DIV/0! | Years
|  |  | Simple Payback With Incentive | #DIV/0! | Years
Input the total project cost.

## Inputs
Weather Station: | Chicago O'Hare
Yes
Baseline |  |  |  | No
Boiler Number/Name | Boiler Sequence | Working Fluid | Boiler Size (Btu/Hr.) |  | Lead
Lag
Peak
Pony
Off
New
Proposed |  |  |  | Existing
Boiler Number/Name | Boiler Sequence | Working Fluid | Boiler Size (Btu/Hr.) | Steam
Hot Water
Turndown Definitions
Baseline
# Turndown Steps Boiler:
# Turndown Steps Boiler:
# Turndown Steps Boiler:
# Turndown Steps Boiler:
Proposed
O2 Trim Boiler:
O2 Trim Boiler:
O2 Trim Boiler:
O2 Trim Boiler:
Burner for Boiler:
Burner for Boiler:
Burner for Boiler:
Burner for Boiler:
# Turndown Steps Boiler:
# Turndown Steps Boiler:
# Turndown Steps Boiler:
# Turndown Steps Boiler:
Utility Data
Metered Usage | 0
Boiler(s) Usage %
Boiler(s) Usage | 0
Cycling Info
Boilers | Burner Cycles | Burner Run Hrs. | System Hrs.
Baseline Boiler:
Baseline Boiler:
Baseline Boiler:
Baseline Boiler:
Operation Characteristics
Boilers | Setpoint | Approx. Boiler Age
Baseline Boiler:
Baseline Boiler:
Baseline Boiler:
Baseline Boiler:
Turndown Sequence Overview
Baseline Boiler:
Step | Percent of Fire | Low Temp. (F) | High Temp. (F)
10 | 100%
9 | #DIV/0!
8 | #DIV/0!
7 | #DIV/0!
6 | #DIV/0!
5 | #DIV/0!
4 | #DIV/0!
3 | #DIV/0!
2 | #DIV/0!
1 | #DIV/0!
Baseline Boiler:
Step | Percent of Fire | Low Temp. (F) | High Temp. (F)
10 | 100%
9 | #DIV/0!
8 | #DIV/0!
7 | #DIV/0!
6 | #DIV/0!
5 | #DIV/0!
4 | #DIV/0!
3 | #DIV/0!
2 | #DIV/0!
1 | #DIV/0!
Baseline Boiler:
Step | Percent of Fire | Low Temp. (F) | High Temp. (F)
10 | 100%
9 | #DIV/0!
8 | #DIV/0!
7 | #DIV/0!
6 | #DIV/0!
5 | #DIV/0!
4 | #DIV/0!
3 | #DIV/0!
2 | #DIV/0!
1 | #DIV/0!
Baseline Boiler:
Step | Percent of Fire | Low Temp. (F) | High Temp. (F)
10 | 100%
9 | #DIV/0!
8 | #DIV/0!
7 | #DIV/0!
6 | #DIV/0!
5 | #DIV/0!
4 | #DIV/0!
3 | #DIV/0!
2 | #DIV/0!
1 | #DIV/0!
Enter the name/number, approx. boiler sequence, working fluid, and boiler size for each boiler.
Enter up to four boilers.
Boiler Size is to be entered in Btu/hr. The conversion for boiler horse power (BoHP) to Btu/Hr. is 1 BoHP = 33,475 Btu/Hr.
The number of turndown steps is equal to the turndown ratio. This is the lowest firing rate a boiler can operate at in the existing configuration. A three to one (3:1) turndown ration on an existing 1,000,000 Btu/Hr. boiler means that at low fire, the boiler consumes 333,333 Btu/Hr.
Indicate if the new burner system is going include an O2 trim package.
Indicate if the modeled boilers contain a new burner or an existing burner.
Enter the turndown ratio of all proposed new burners. If the existing burner unit is the same as the baseline burner, the turndown ratios should be equal.
Enter the percentage of the total metered gas consumption that is consumed by the boiler(s).
Burner Cycle = The number of times the burner cycles annually.
Burner Run Hrs. = The total number of hours the burner operates annually. See baseline tab.
System Hrs. = The total number of hours the burner could operate annually.1
1. A burner that operates both space heating and process loads has 8,760 system hours while the burner hours are the percent of time the burner actually runs during the year. A burner that cycles two times each hour and has 4,000 annual burner hours cycles 8,000 time annually.
Boiler that have a working fluid of steam should have a setpoint entered in PSI.
Boilers with hot water as the working fluid should have a setpoint entered in degrees F.
Enter the boilers approximate age. Rounding is acceptable.
Enter the approximate outdoor temperature range at each fire percentage. This is one of two key profiles that dictate the modeled energy consumption of the boiler. This profile is translated to the bins displayed on the Baseline tab. The low temperature of the bin range is -10F and the high temperature of the bin range is 95F. Below is an example of how this turndown sequence should be entered:

## Utility Data
Name:
Address:
City:
Rate:
Acct Number:
Month | Year | Therms
Total |  | 0
Utility Rate |  | $/Therm
1. If any of the facility information is unknown, leave it blank.
2. If the monthy breakdown is unknown, input total annual usage.

## Combustion Reports
Baseline | [10 empty] | Baseline
Boiler | Low | Mid | High | [7 empty] | Boiler #
Ambient Temp. (F) | [10 empty] | Turndown | 10 | 9 | 8 | 7 | 6 | 5 | 4 | 3 | 2 | 1
Stack Temp. (F) | [10 empty] | T Air | 0 | 0 | 0 | 0 | 0 | 0 | 0 | 0 | 0 | 0
O2 content (%) | [10 empty] | T gas | 0 | 0 | 0 | 0 | 0 | 0 | 0 | 0 | 0 | 0
Net Stack Temp. (F) | 0 | 0 | 0 | [7 empty] | O2 content | 0% | 0% | 0% | 0% | 0% | 0% | 0% | 0% | 0% | 0%
[11 empty] | Tgas - Tair | 0 | 0 | 0 | 0 | 0 | 0 | 0 | 0 | 0 | 0
Boiler | Low | Mid | High | [7 empty] | Boiler #
Ambient Temp. (F) | [10 empty] | Turndown | 10 | 9 | 8 | 7 | 6 | 5 | 4 | 3 | 2 | 1
Stack Temp. (F) | [10 empty] | T Air | 0 | 0 | 0 | 0 | 0 | 0 | 0 | 0 | 0 | 0
O2 content (%) | [10 empty] | T gas | 0 | 0 | 0 | 0 | 0 | 0 | 0 | 0 | 0 | 0
Net Stack Temp. (F) | 0 | 0 | 0 | [7 empty] | O2 content | 0% | 0% | 0% | 0% | 0% | 0% | 0% | 0% | 0% | 0%
[11 empty] | Tgas - Tair | 0 | 0 | 0 | 0 | 0 | 0 | 0 | 0 | 0 | 0
Boiler | Low | Mid | High | [7 empty] | Boiler #
Ambient Temp. (F) | [10 empty] | Turndown | 10 | 9 | 8 | 7 | 6 | 5 | 4 | 3 | 2 | 1
Stack Temp. (F) | [10 empty] | T Air | 0 | 0 | 0 | 0 | 0 | 0 | 0 | 0 | 0 | 0
O2 content (%) | [10 empty] | T gas | 0 | 0 | 0 | 0 | 0 | 0 | 0 | 0 | 0 | 0
Net Stack Temp. (F) | 0 | 0 | 0 | [7 empty] | O2 content | 0% | 0% | 0% | 0% | 0% | 0% | 0% | 0% | 0% | 0%
[11 empty] | Tgas - Tair | 0 | 0 | 0 | 0 | 0 | 0 | 0 | 0 | 0 | 0
Boiler | Low | Mid | High | [7 empty] | Boiler #
Ambient Temp. (F) | [10 empty] | Turndown | 10 | 9 | 8 | 7 | 6 | 5 | 4 | 3 | 2 | 1
Stack Temp. (F) | [10 empty] | T Air | 0 | 0 | 0 | 0 | 0 | 0 | 0 | 0 | 0 | 0
O2 content (%) | [10 empty] | T gas | 0 | 0 | 0 | 0 | 0 | 0 | 0 | 0 | 0 | 0
Net Stack Temp. (F) | 0 | 0 | 0 | [7 empty] | O2 content | 0% | 0% | 0% | 0% | 0% | 0% | 0% | 0% | 0% | 0%
[11 empty] | Tgas - Tair | 0 | 0 | 0 | 0 | 0 | 0 | 0 | 0 | 0 | 0
Proposed
Boiler
Turndown | #DIV/0! | #DIV/0! | #DIV/0! | #DIV/0! | #DIV/0! | #DIV/0! | #DIV/0! | #DIV/0! | #DIV/0! | #DIV/0!
Ambient Temp. (F)
Stack Temp. (F)
O2 content (%)
Net Stack Temp. (F) | 0 | 0 | 0 | 0 | 0 | 0 | 0 | 0 | 0 | 0
Boiler
Turndown | #DIV/0! | #DIV/0! | #DIV/0! | #DIV/0! | #DIV/0! | #DIV/0! | #DIV/0! | #DIV/0! | #DIV/0! | #DIV/0!
Ambient Temp. (F)
Stack Temp. (F)
O2 content (%)
Net Stack Temp. (F) | 0 | 0 | 0 | 0 | 0 | 0 | 0 | 0 | 0 | 0
Boiler
Turndown | #DIV/0! | #DIV/0! | #DIV/0! | #DIV/0! | #DIV/0! | #DIV/0! | #DIV/0! | #DIV/0! | #DIV/0! | #DIV/0!
Ambient Temp. (F)
Stack Temp. (F)
O2 content (%)
Net Stack Temp. (F) | 0 | 0 | 0 | 0 | 0 | 0 | 0 | 0 | 0 | 0
Boiler
Turndown | #DIV/0! | #DIV/0! | #DIV/0! | #DIV/0! | #DIV/0! | #DIV/0! | #DIV/0! | #DIV/0! | #DIV/0! | #DIV/0!
Ambient Temp. (F)
Stack Temp. (F)
O2 content (%)
Net Stack Temp. (F) | 0 | 0 | 0 | 0 | 0 | 0 | 0 | 0 | 0 | 0

## Baseline
Weather Station |  | Boilers
Chicago O'Hare |  | Boiler | [6 empty] | Boiler | [6 empty] | Boiler | [6 empty] | Boiler
|  | 0 | [6 empty] | 0 | [6 empty] | 0 | [6 empty] | 0
|  | 0 BoHP | [6 empty] | 0 BoHP | [6 empty] | 0 BoHP | [6 empty] | 0 BoHP
Outdoor Air Temp. (F) | Hrs at Range | ON/OFF (1/0) | Part-Load (%) | "Boiler ON" % of Hrs at Range | Boiler Hrs at Range | Efficiency (%) | Load (Btu/hr) | Usage (Btu) | ON/OFF (1/0) | Part-Load (%) | "Boiler ON" % of Hrs at Range | Boiler Hrs at Range | Efficiency (%) | Load (Btu/hr) | Usage (Btu) | ON/OFF (1/0) | Part-Load (%) | "Boiler ON" % of Hrs at Range | Boiler Hrs at Range | Efficiency (%) | Load (Btu/hr) | Usage (Btu) | ON/OFF (1/0) | Part-Load (%) | "Boiler ON" % of Hrs at Range | Boiler Hrs at Range | Efficiency (%) | Load (Btu/hr) | Usage (Btu)
-10 | 25 | 0 | 0% |  | 0 | #N/A | 0 | 0 | 0 | 0% |  | 0 | #N/A | 0 | 0 | 0 | 0% |  | 0 | #N/A | 0 | 0 | 0 | 0% |  | 0 | #N/A | 0 | 0
-5 | 54 | 0 | 0% |  | 0 | #N/A | 0 | 0 | 0 | 0% |  | 0 | #N/A | 0 | 0 | 0 | 0% |  | 0 | #N/A | 0 | 0 | 0 | 0% |  | 0 | #N/A | 0 | 0
0 | 84 | 0 | 0% |  | 0 | #N/A | 0 | 0 | 0 | 0% |  | 0 | #N/A | 0 | 0 | 0 | 0% |  | 0 | #N/A | 0 | 0 | 0 | 0% |  | 0 | #N/A | 0 | 0
5 | 92 | 0 | 0% |  | 0 | #N/A | 0 | 0 | 0 | 0% |  | 0 | #N/A | 0 | 0 | 0 | 0% |  | 0 | #N/A | 0 | 0 | 0 | 0% |  | 0 | #N/A | 0 | 0
10 | 157 | 0 | 0% |  | 0 | #N/A | 0 | 0 | 0 | 0% |  | 0 | #N/A | 0 | 0 | 0 | 0% |  | 0 | #N/A | 0 | 0 | 0 | 0% |  | 0 | #N/A | 0 | 0
15 | 382 | 0 | 0% |  | 0 | #N/A | 0 | 0 | 0 | 0% |  | 0 | #N/A | 0 | 0 | 0 | 0% |  | 0 | #N/A | 0 | 0 | 0 | 0% |  | 0 | #N/A | 0 | 0
20 | 320 | 0 | 0% |  | 0 | #N/A | 0 | 0 | 0 | 0% |  | 0 | #N/A | 0 | 0 | 0 | 0% |  | 0 | #N/A | 0 | 0 | 0 | 0% |  | 0 | #N/A | 0 | 0
25 | 402 | 0 | 0% |  | 0 | #N/A | 0 | 0 | 0 | 0% |  | 0 | #N/A | 0 | 0 | 0 | 0% |  | 0 | #N/A | 0 | 0 | 0 | 0% |  | 0 | #N/A | 0 | 0
30 | 759 | 0 | 0% |  | 0 | #N/A | 0 | 0 | 0 | 0% |  | 0 | #N/A | 0 | 0 | 0 | 0% |  | 0 | #N/A | 0 | 0 | 0 | 0% |  | 0 | #N/A | 0 | 0
35 | 865 | 0 | 0% |  | 0 | #N/A | 0 | 0 | 0 | 0% |  | 0 | #N/A | 0 | 0 | 0 | 0% |  | 0 | #N/A | 0 | 0 | 0 | 0% |  | 0 | #N/A | 0 | 0
40 | 595 | 0 | 0% |  | 0 | #N/A | 0 | 0 | 0 | 0% |  | 0 | #N/A | 0 | 0 | 0 | 0% |  | 0 | #N/A | 0 | 0 | 0 | 0% |  | 0 | #N/A | 0 | 0
45 | 545 | 0 | 0% |  | 0 | #N/A | 0 | 0 | 0 | 0% |  | 0 | #N/A | 0 | 0 | 0 | 0% |  | 0 | #N/A | 0 | 0 | 0 | 0% |  | 0 | #N/A | 0 | 0
50 | 504 | 0 | 0% |  | 0 | #N/A | 0 | 0 | 0 | 0% |  | 0 | #N/A | 0 | 0 | 0 | 0% |  | 0 | #N/A | 0 | 0 | 0 | 0% |  | 0 | #N/A | 0 | 0
55 | 677 | 0 | 0% |  | 0 | #N/A | 0 | 0 | 0 | 0% |  | 0 | #N/A | 0 | 0 | 0 | 0% |  | 0 | #N/A | 0 | 0 | 0 | 0% |  | 0 | #N/A | 0 | 0
60 | 848 | 0 | 0% |  | 0 | #N/A | 0 | 0 | 0 | 0% |  | 0 | #N/A | 0 | 0 | 0 | 0% |  | 0 | #N/A | 0 | 0 | 0 | 0% |  | 0 | #N/A | 0 | 0
65 | 767 | 0 | 0% |  | 0 | #N/A | 0 | 0 | 0 | 0% |  | 0 | #N/A | 0 | 0 | 0 | 0% |  | 0 | #N/A | 0 | 0 | 0 | 0% |  | 0 | #N/A | 0 | 0
70 | 538 | 0 | 0% |  | 0 | #N/A | 0 | 0 | 0 | 0% |  | 0 | #N/A | 0 | 0 | 0 | 0% |  | 0 | #N/A | 0 | 0 | 0 | 0% |  | 0 | #N/A | 0 | 0
75 | 531 | 0 | 0% |  | 0 | #N/A | 0 | 0 | 0 | 0% |  | 0 | #N/A | 0 | 0 | 0 | 0% |  | 0 | #N/A | 0 | 0 | 0 | 0% |  | 0 | #N/A | 0 | 0
80 | 428 | 0 | 0% |  | 0 | #N/A | 0 | 0 | 0 | 0% |  | 0 | #N/A | 0 | 0 | 0 | 0% |  | 0 | #N/A | 0 | 0 | 0 | 0% |  | 0 | #N/A | 0 | 0
85 | 160 | 0 | 0% |  | 0 | #N/A | 0 | 0 | 0 | 0% |  | 0 | #N/A | 0 | 0 | 0 | 0% |  | 0 | #N/A | 0 | 0 | 0 | 0% |  | 0 | #N/A | 0 | 0
90 | 27 | 0 | 0% |  | 0 | #N/A | 0 | 0 | 0 | 0% |  | 0 | #N/A | 0 | 0 | 0 | 0% |  | 0 | #N/A | 0 | 0 | 0 | 0% |  | 0 | #N/A | 0 | 0
Totals | 8760 | 0 |  |  | 0 |  |  | 0 | 0 |  |  | 0 |  |  | 0 | 0 |  |  | 0 |  |  | 0 | 0 |  |  | 0 |  |  | 0
Tuning
Utility | 0
Modeled | 0
The modeled consumption should be nearly identical to the utility consumption. Models that display a modeled consumption greater than the utility consumption will not be accepted.
"Boiler ON" % of Hrs. at Range is the percentage of time the boiler is firing at each bin level. The purposes of these ranges is to tune the boiler's operation to the known utility consumption. Generally boilers will fire for a larger percentage of time at lower outdoor air temperatures and reduce as the outdoor air increases. Boilers that have summer or process loads generally reduce to a minimum fire percentage as outdoor air temperatures decrease, but level off and show a consistent operation during the warmer months. An example of a combine process and space heating boielr profile can be seen to the right.

## Proposed
Weather Station |  | Boilers
Chicago O'Hare |  | Boiler | [6 empty] | Boiler | [6 empty] | Boiler | [6 empty] | Boiler
|  | 0 | [6 empty] | 0 | [6 empty] | 0 | [6 empty] | 0
|  | 0 BoHP | [6 empty] | 0 BoHP | [6 empty] | 0 BoHP | [6 empty] | 0 BoHP
Outdoor Air Temp. (F) | Hrs at Range | ON/OFF (1/0) | Part-Load (%) | "Boiler ON" % of Hrs at Range | Boiler Hrs at Range | Efficiency (%) | Load (Btu/hr) | Usage (Btu) | ON/OFF (1/0) | Part-Load (%) | "Boiler ON" % of Hrs at Range | Boiler Hrs at Range | Efficiency (%) | Load (Btu/hr) | Usage (Btu) | ON/OFF (1/0) | Part-Load (%) | "Boiler ON" % of Hrs at Range | Boiler Hrs at Range | Efficiency (%) | Load (Btu/hr) | Usage (Btu) | ON/OFF (1/0) | Part-Load (%) | "Boiler ON" % of Hrs at Range | Boiler Hrs at Range | Efficiency (%) | Load (Btu/hr) | Usage (Btu)
-10 | 25 | 0 | #DIV/0! | #DIV/0! | 0 | 0% | 0 | 0 | 0 | #DIV/0! | 0% | 0 | 0% | 0 | 0 | 0 | #DIV/0! | 0% | 0 | 0% | 0 | 0 | 0 | #DIV/0! | 0% | 0 | 0% | 0 | 0
-5 | 54 | 0 | #DIV/0! | #DIV/0! | 0 | 0% | 0 | 0 | 0 | #DIV/0! | 0% | 0 | 0% | 0 | 0 | 0 | #DIV/0! | 0% | 0 | 0% | 0 | 0 | 0 | #DIV/0! | 0% | 0 | 0% | 0 | 0
0 | 84 | 0 | #DIV/0! | #DIV/0! | 0 | 0% | 0 | 0 | 0 | #DIV/0! | 0% | 0 | 0% | 0 | 0 | 0 | #DIV/0! | 0% | 0 | 0% | 0 | 0 | 0 | #DIV/0! | 0% | 0 | 0% | 0 | 0
5 | 92 | 0 | #DIV/0! | #DIV/0! | 0 | 0% | 0 | 0 | 0 | #DIV/0! | 0% | 0 | 0% | 0 | 0 | 0 | #DIV/0! | 0% | 0 | 0% | 0 | 0 | 0 | #DIV/0! | 0% | 0 | 0% | 0 | 0
10 | 157 | 0 | #DIV/0! | #DIV/0! | 0 | 0% | 0 | 0 | 0 | #DIV/0! | 0% | 0 | 0% | 0 | 0 | 0 | #DIV/0! | 0% | 0 | 0% | 0 | 0 | 0 | #DIV/0! | 0% | 0 | 0% | 0 | 0
15 | 382 | 0 | #DIV/0! | #DIV/0! | 0 | 0% | 0 | 0 | 0 | #DIV/0! | 0% | 0 | 0% | 0 | 0 | 0 | #DIV/0! | 0% | 0 | 0% | 0 | 0 | 0 | #DIV/0! | 0% | 0 | 0% | 0 | 0
20 | 320 | 0 | #DIV/0! | #DIV/0! | 0 | 0% | 0 | 0 | 0 | #DIV/0! | 0% | 0 | 0% | 0 | 0 | 0 | #DIV/0! | 0% | 0 | 0% | 0 | 0 | 0 | #DIV/0! | 0% | 0 | 0% | 0 | 0
25 | 402 | 0 | #DIV/0! | #DIV/0! | 0 | 0% | 0 | 0 | 0 | #DIV/0! | 0% | 0 | 0% | 0 | 0 | 0 | #DIV/0! | 0% | 0 | 0% | 0 | 0 | 0 | #DIV/0! | 0% | 0 | 0% | 0 | 0
30 | 759 | 0 | #DIV/0! | #DIV/0! | 0 | 0% | 0 | 0 | 0 | #DIV/0! | 0% | 0 | 0% | 0 | 0 | 0 | #DIV/0! | 0% | 0 | 0% | 0 | 0 | 0 | #DIV/0! | 0% | 0 | 0% | 0 | 0
35 | 865 | 0 | #DIV/0! | #DIV/0! | 0 | 0% | 0 | 0 | 0 | #DIV/0! | 0% | 0 | 0% | 0 | 0 | 0 | #DIV/0! | 0% | 0 | 0% | 0 | 0 | 0 | #DIV/0! | 0% | 0 | 0% | 0 | 0
40 | 595 | 0 | #DIV/0! | #DIV/0! | 0 | 0% | 0 | 0 | 0 | #DIV/0! | 0% | 0 | 0% | 0 | 0 | 0 | #DIV/0! | 0% | 0 | 0% | 0 | 0 | 0 | #DIV/0! | 0% | 0 | 0% | 0 | 0
45 | 545 | 0 | #DIV/0! | #DIV/0! | 0 | 0% | 0 | 0 | 0 | #DIV/0! | 0% | 0 | 0% | 0 | 0 | 0 | #DIV/0! | 0% | 0 | 0% | 0 | 0 | 0 | #DIV/0! | 0% | 0 | 0% | 0 | 0
50 | 504 | 0 | #DIV/0! | #DIV/0! | 0 | 0% | 0 | 0 | 0 | #DIV/0! | 0% | 0 | 0% | 0 | 0 | 0 | #DIV/0! | 0% | 0 | 0% | 0 | 0 | 0 | #DIV/0! | 0% | 0 | 0% | 0 | 0
55 | 677 | 0 | #DIV/0! | #DIV/0! | 0 | 0% | 0 | 0 | 0 | #DIV/0! | 0% | 0 | 0% | 0 | 0 | 0 | #DIV/0! | 0% | 0 | 0% | 0 | 0 | 0 | #DIV/0! | 0% | 0 | 0% | 0 | 0
60 | 848 | 0 | #DIV/0! | #DIV/0! | 0 | 0% | 0 | 0 | 0 | #DIV/0! | 0% | 0 | 0% | 0 | 0 | 0 | #DIV/0! | 0% | 0 | 0% | 0 | 0 | 0 | #DIV/0! | 0% | 0 | 0% | 0 | 0
65 | 767 | 0 | #DIV/0! | #DIV/0! | 0 | 0% | 0 | 0 | 0 | #DIV/0! | 0% | 0 | 0% | 0 | 0 | 0 | #DIV/0! | 0% | 0 | 0% | 0 | 0 | 0 | #DIV/0! | 0% | 0 | 0% | 0 | 0
70 | 538 | 0 | #DIV/0! | #DIV/0! | 0 | 0% | 0 | 0 | 0 | #DIV/0! | 0% | 0 | 0% | 0 | 0 | 0 | #DIV/0! | 0% | 0 | 0% | 0 | 0 | 0 | #DIV/0! | 0% | 0 | 0% | 0 | 0
75 | 531 | 0 | #DIV/0! | #DIV/0! | 0 | 0% | 0 | 0 | 0 | #DIV/0! | 0% | 0 | 0% | 0 | 0 | 0 | #DIV/0! | 0% | 0 | 0% | 0 | 0 | 0 | #DIV/0! | 0% | 0 | 0% | 0 | 0
80 | 428 | 0 | #DIV/0! | #DIV/0! | 0 | 0% | 0 | 0 | 0 | #DIV/0! | 0% | 0 | 0% | 0 | 0 | 0 | #DIV/0! | 0% | 0 | 0% | 0 | 0 | 0 | #DIV/0! | 0% | 0 | 0% | 0 | 0
85 | 160 | 0 | #DIV/0! | #DIV/0! | 0 | 0% | 0 | 0 | 0 | #DIV/0! | 0% | 0 | 0% | 0 | 0 | 0 | #DIV/0! | 0% | 0 | 0% | 0 | 0 | 0 | #DIV/0! | 0% | 0 | 0% | 0 | 0
90 | 27 | 0 | #DIV/0! | #DIV/0! | 0 | 0% | 0 | 0 | 0 | #DIV/0! | 0% | 0 | 0% | 0 | 0 | 0 | #DIV/0! | 0% | 0 | 0% | 0 | 0 | 0 | #DIV/0! | 0% | 0 | 0% | 0 | 0
Totals | 8760 |  |  |  | 0 |  |  | 0 |  |  |  | 0 |  |  | 0 |  |  |  | 0 |  |  | 0 |  |  |  | 0 |  |  | 0

## Baseline Efficiency (hidden)
Boiler 1 | [12 empty] | Boiler 2 | [12 empty] | Boiler 3 | [12 empty] | Boiler 4
O2 w/o Trim | [12 empty] | O2 w/o Trim | [12 empty] | O2 w/o Trim | [12 empty] | O2 w/o Trim
OAT | Hrs at Range | Ambient | 1 | 2 | 3 | 4 | 5 | 6 | 7 | 8 | 9 | 10 | OAT | Hrs at Range | Ambient | #DIV/0! | #DIV/0! | #DIV/0! | #DIV/0! | #DIV/0! | #DIV/0! | #DIV/0! | #DIV/0! | #DIV/0! | #DIV/0! | OAT | Hrs at Range | Ambient | 1 | 2 | 3 | 4 | 5 | 6 | 7 | 8 | 9 | 10 | OAT | Hrs at Range | Ambient | 1 | 2 | 3 | 4 | 5 | 6 | 7 | 8 | 9 | 10
|  |  | #DIV/0! | #DIV/0! | #DIV/0! | #DIV/0! | #DIV/0! | #DIV/0! | #DIV/0! | #DIV/0! | #DIV/0! | #DIV/0! |  |  |  | #DIV/0! | #DIV/0! | #DIV/0! | #DIV/0! | #DIV/0! | #DIV/0! | #DIV/0! | #DIV/0! | #DIV/0! | #DIV/0! |  |  |  | #DIV/0! | #DIV/0! | #DIV/0! | #DIV/0! | #DIV/0! | #DIV/0! | #DIV/0! | #DIV/0! | #DIV/0! | #DIV/0! |  |  |  | #DIV/0! | #DIV/0! | #DIV/0! | #DIV/0! | #DIV/0! | #DIV/0! | #DIV/0! | #DIV/0! | #DIV/0! | #DIV/0!
-10 | 25 | 75 | 2.188% | 2.188% | 2.188% | 2.188% | 2.188% | 2.188% | 2.188% | 2.188% | 2.188% | 2.188% | -10 | 25 | 75 | 2.188% | 2.188% | 2.188% | 2.188% | 2.188% | 2.188% | 2.188% | 2.188% | 2.188% | 2.188% | -10 | 25 | 75 | 2.188% | 2.188% | 2.188% | 2.188% | 2.188% | 2.188% | 2.188% | 2.188% | 2.188% | 2.188% | -10 | 25 | 75 | 2.188% | 2.188% | 2.188% | 2.188% | 2.188% | 2.188% | 2.188% | 2.188% | 2.188% | 2.188%
-5 | 54 | 75 | 2.188% | 2.188% | 2.188% | 2.188% | 2.188% | 2.188% | 2.188% | 2.188% | 2.188% | 2.188% | -5 | 54 | 75 | 2.188% | 2.188% | 2.188% | 2.188% | 2.188% | 2.188% | 2.188% | 2.188% | 2.188% | 2.188% | -5 | 54 | 75 | 2.188% | 2.188% | 2.188% | 2.188% | 2.188% | 2.188% | 2.188% | 2.188% | 2.188% | 2.188% | -5 | 54 | 75 | 2.188% | 2.188% | 2.188% | 2.188% | 2.188% | 2.188% | 2.188% | 2.188% | 2.188% | 2.188%
0 | 84 | 75 | 2.188% | 2.188% | 2.188% | 2.188% | 2.188% | 2.188% | 2.188% | 2.188% | 2.188% | 2.188% | 0 | 84 | 75 | 2.188% | 2.188% | 2.188% | 2.188% | 2.188% | 2.188% | 2.188% | 2.188% | 2.188% | 2.188% | 0 | 84 | 75 | 2.188% | 2.188% | 2.188% | 2.188% | 2.188% | 2.188% | 2.188% | 2.188% | 2.188% | 2.188% | 0 | 84 | 75 | 2.188% | 2.188% | 2.188% | 2.188% | 2.188% | 2.188% | 2.188% | 2.188% | 2.188% | 2.188%
5 | 92 | 75 | 2.188% | 2.188% | 2.188% | 2.188% | 2.188% | 2.188% | 2.188% | 2.188% | 2.188% | 2.188% | 5 | 92 | 75 | 2.188% | 2.188% | 2.188% | 2.188% | 2.188% | 2.188% | 2.188% | 2.188% | 2.188% | 2.188% | 5 | 92 | 75 | 2.188% | 2.188% | 2.188% | 2.188% | 2.188% | 2.188% | 2.188% | 2.188% | 2.188% | 2.188% | 5 | 92 | 75 | 2.188% | 2.188% | 2.188% | 2.188% | 2.188% | 2.188% | 2.188% | 2.188% | 2.188% | 2.188%
10 | 157 | 75 | 2.188% | 2.188% | 2.188% | 2.188% | 2.188% | 2.188% | 2.188% | 2.188% | 2.188% | 2.188% | 10 | 157 | 75 | 2.188% | 2.188% | 2.188% | 2.188% | 2.188% | 2.188% | 2.188% | 2.188% | 2.188% | 2.188% | 10 | 157 | 75 | 2.188% | 2.188% | 2.188% | 2.188% | 2.188% | 2.188% | 2.188% | 2.188% | 2.188% | 2.188% | 10 | 157 | 75 | 2.188% | 2.188% | 2.188% | 2.188% | 2.188% | 2.188% | 2.188% | 2.188% | 2.188% | 2.188%
15 | 382 | 75 | 2.188% | 2.188% | 2.188% | 2.188% | 2.188% | 2.188% | 2.188% | 2.188% | 2.188% | 2.188% | 15 | 382 | 75 | 2.188% | 2.188% | 2.188% | 2.188% | 2.188% | 2.188% | 2.188% | 2.188% | 2.188% | 2.188% | 15 | 382 | 75 | 2.188% | 2.188% | 2.188% | 2.188% | 2.188% | 2.188% | 2.188% | 2.188% | 2.188% | 2.188% | 15 | 382 | 75 | 2.188% | 2.188% | 2.188% | 2.188% | 2.188% | 2.188% | 2.188% | 2.188% | 2.188% | 2.188%
20 | 320 | 75 | 2.188% | 2.188% | 2.188% | 2.188% | 2.188% | 2.188% | 2.188% | 2.188% | 2.188% | 2.188% | 20 | 320 | 75 | 2.188% | 2.188% | 2.188% | 2.188% | 2.188% | 2.188% | 2.188% | 2.188% | 2.188% | 2.188% | 20 | 320 | 75 | 2.188% | 2.188% | 2.188% | 2.188% | 2.188% | 2.188% | 2.188% | 2.188% | 2.188% | 2.188% | 20 | 320 | 75 | 2.188% | 2.188% | 2.188% | 2.188% | 2.188% | 2.188% | 2.188% | 2.188% | 2.188% | 2.188%
25 | 402 | 75 | 2.188% | 2.188% | 2.188% | 2.188% | 2.188% | 2.188% | 2.188% | 2.188% | 2.188% | 2.188% | 25 | 402 | 75 | 2.188% | 2.188% | 2.188% | 2.188% | 2.188% | 2.188% | 2.188% | 2.188% | 2.188% | 2.188% | 25 | 402 | 75 | 2.188% | 2.188% | 2.188% | 2.188% | 2.188% | 2.188% | 2.188% | 2.188% | 2.188% | 2.188% | 25 | 402 | 75 | 2.188% | 2.188% | 2.188% | 2.188% | 2.188% | 2.188% | 2.188% | 2.188% | 2.188% | 2.188%
30 | 759 | 75 | 2.188% | 2.188% | 2.188% | 2.188% | 2.188% | 2.188% | 2.188% | 2.188% | 2.188% | 2.188% | 30 | 759 | 75 | 2.188% | 2.188% | 2.188% | 2.188% | 2.188% | 2.188% | 2.188% | 2.188% | 2.188% | 2.188% | 30 | 759 | 75 | 2.188% | 2.188% | 2.188% | 2.188% | 2.188% | 2.188% | 2.188% | 2.188% | 2.188% | 2.188% | 30 | 759 | 75 | 2.188% | 2.188% | 2.188% | 2.188% | 2.188% | 2.188% | 2.188% | 2.188% | 2.188% | 2.188%
35 | 865 | 75 | 2.188% | 2.188% | 2.188% | 2.188% | 2.188% | 2.188% | 2.188% | 2.188% | 2.188% | 2.188% | 35 | 865 | 75 | 2.188% | 2.188% | 2.188% | 2.188% | 2.188% | 2.188% | 2.188% | 2.188% | 2.188% | 2.188% | 35 | 865 | 75 | 2.188% | 2.188% | 2.188% | 2.188% | 2.188% | 2.188% | 2.188% | 2.188% | 2.188% | 2.188% | 35 | 865 | 75 | 2.188% | 2.188% | 2.188% | 2.188% | 2.188% | 2.188% | 2.188% | 2.188% | 2.188% | 2.188%
40 | 595 | 75 | 2.188% | 2.188% | 2.188% | 2.188% | 2.188% | 2.188% | 2.188% | 2.188% | 2.188% | 2.188% | 40 | 595 | 75 | 2.188% | 2.188% | 2.188% | 2.188% | 2.188% | 2.188% | 2.188% | 2.188% | 2.188% | 2.188% | 40 | 595 | 75 | 2.188% | 2.188% | 2.188% | 2.188% | 2.188% | 2.188% | 2.188% | 2.188% | 2.188% | 2.188% | 40 | 595 | 75 | 2.188% | 2.188% | 2.188% | 2.188% | 2.188% | 2.188% | 2.188% | 2.188% | 2.188% | 2.188%
45 | 545 | 80 | 2.333% | 2.333% | 2.333% | 2.333% | 2.333% | 2.333% | 2.333% | 2.333% | 2.333% | 2.333% | 45 | 545 | 80 | 2.333% | 2.333% | 2.333% | 2.333% | 2.333% | 2.333% | 2.333% | 2.333% | 2.333% | 2.333% | 45 | 545 | 80 | 2.333% | 2.333% | 2.333% | 2.333% | 2.333% | 2.333% | 2.333% | 2.333% | 2.333% | 2.333% | 45 | 545 | 80 | 2.333% | 2.333% | 2.333% | 2.333% | 2.333% | 2.333% | 2.333% | 2.333% | 2.333% | 2.333%
50 | 504 | 85 | 2.479% | 2.479% | 2.479% | 2.479% | 2.479% | 2.479% | 2.479% | 2.479% | 2.479% | 2.479% | 50 | 504 | 85 | 2.479% | 2.479% | 2.479% | 2.479% | 2.479% | 2.479% | 2.479% | 2.479% | 2.479% | 2.479% | 50 | 504 | 85 | 2.479% | 2.479% | 2.479% | 2.479% | 2.479% | 2.479% | 2.479% | 2.479% | 2.479% | 2.479% | 50 | 504 | 85 | 2.479% | 2.479% | 2.479% | 2.479% | 2.479% | 2.479% | 2.479% | 2.479% | 2.479% | 2.479%
55 | 677 | 90 | 2.625% | 2.625% | 2.625% | 2.625% | 2.625% | 2.625% | 2.625% | 2.625% | 2.625% | 2.625% | 55 | 677 | 90 | 2.625% | 2.625% | 2.625% | 2.625% | 2.625% | 2.625% | 2.625% | 2.625% | 2.625% | 2.625% | 55 | 677 | 90 | 2.625% | 2.625% | 2.625% | 2.625% | 2.625% | 2.625% | 2.625% | 2.625% | 2.625% | 2.625% | 55 | 677 | 90 | 2.625% | 2.625% | 2.625% | 2.625% | 2.625% | 2.625% | 2.625% | 2.625% | 2.625% | 2.625%
60 | 848 | 95 | 2.771% | 2.771% | 2.771% | 2.771% | 2.771% | 2.771% | 2.771% | 2.771% | 2.771% | 2.771% | 60 | 848 | 95 | 2.771% | 2.771% | 2.771% | 2.771% | 2.771% | 2.771% | 2.771% | 2.771% | 2.771% | 2.771% | 60 | 848 | 95 | 2.771% | 2.771% | 2.771% | 2.771% | 2.771% | 2.771% | 2.771% | 2.771% | 2.771% | 2.771% | 60 | 848 | 95 | 2.771% | 2.771% | 2.771% | 2.771% | 2.771% | 2.771% | 2.771% | 2.771% | 2.771% | 2.771%
65 | 767 | 100 | 2.917% | 2.917% | 2.917% | 2.917% | 2.917% | 2.917% | 2.917% | 2.917% | 2.917% | 2.917% | 65 | 767 | 100 | 2.917% | 2.917% | 2.917% | 2.917% | 2.917% | 2.917% | 2.917% | 2.917% | 2.917% | 2.917% | 65 | 767 | 100 | 2.917% | 2.917% | 2.917% | 2.917% | 2.917% | 2.917% | 2.917% | 2.917% | 2.917% | 2.917% | 65 | 767 | 100 | 2.917% | 2.917% | 2.917% | 2.917% | 2.917% | 2.917% | 2.917% | 2.917% | 2.917% | 2.917%
70 | 538 | 105 | 3.063% | 3.063% | 3.063% | 3.063% | 3.063% | 3.063% | 3.063% | 3.063% | 3.063% | 3.063% | 70 | 538 | 105 | 3.063% | 3.063% | 3.063% | 3.063% | 3.063% | 3.063% | 3.063% | 3.063% | 3.063% | 3.063% | 70 | 538 | 105 | 3.063% | 3.063% | 3.063% | 3.063% | 3.063% | 3.063% | 3.063% | 3.063% | 3.063% | 3.063% | 70 | 538 | 105 | 3.063% | 3.063% | 3.063% | 3.063% | 3.063% | 3.063% | 3.063% | 3.063% | 3.063% | 3.063%
75 | 531 | 110 | 3.208% | 3.208% | 3.208% | 3.208% | 3.208% | 3.208% | 3.208% | 3.208% | 3.208% | 3.208% | 75 | 531 | 110 | 3.208% | 3.208% | 3.208% | 3.208% | 3.208% | 3.208% | 3.208% | 3.208% | 3.208% | 3.208% | 75 | 531 | 110 | 3.208% | 3.208% | 3.208% | 3.208% | 3.208% | 3.208% | 3.208% | 3.208% | 3.208% | 3.208% | 75 | 531 | 110 | 3.208% | 3.208% | 3.208% | 3.208% | 3.208% | 3.208% | 3.208% | 3.208% | 3.208% | 3.208%
80 | 428 | 115 | 3.354% | 3.354% | 3.354% | 3.354% | 3.354% | 3.354% | 3.354% | 3.354% | 3.354% | 3.354% | 80 | 428 | 115 | 3.354% | 3.354% | 3.354% | 3.354% | 3.354% | 3.354% | 3.354% | 3.354% | 3.354% | 3.354% | 80 | 428 | 115 | 3.354% | 3.354% | 3.354% | 3.354% | 3.354% | 3.354% | 3.354% | 3.354% | 3.354% | 3.354% | 80 | 428 | 115 | 3.354% | 3.354% | 3.354% | 3.354% | 3.354% | 3.354% | 3.354% | 3.354% | 3.354% | 3.354%
85 | 160 | 120 | 3.5% | 3.5% | 3.5% | 3.5% | 3.5% | 3.5% | 3.5% | 3.5% | 3.5% | 3.5% | 85 | 160 | 120 | 3.5% | 3.5% | 3.5% | 3.5% | 3.5% | 3.5% | 3.5% | 3.5% | 3.5% | 3.5% | 85 | 160 | 120 | 3.5% | 3.5% | 3.5% | 3.5% | 3.5% | 3.5% | 3.5% | 3.5% | 3.5% | 3.5% | 85 | 160 | 120 | 3.5% | 3.5% | 3.5% | 3.5% | 3.5% | 3.5% | 3.5% | 3.5% | 3.5% | 3.5%
90 | 27 | 120 | 3.5% | 3.5% | 3.5% | 3.5% | 3.5% | 3.5% | 3.5% | 3.5% | 3.5% | 3.5% | 90 | 27 | 120 | 3.5% | 3.5% | 3.5% | 3.5% | 3.5% | 3.5% | 3.5% | 3.5% | 3.5% | 3.5% | 90 | 27 | 120 | 3.5% | 3.5% | 3.5% | 3.5% | 3.5% | 3.5% | 3.5% | 3.5% | 3.5% | 3.5% | 90 | 27 | 120 | 3.5% | 3.5% | 3.5% | 3.5% | 3.5% | 3.5% | 3.5% | 3.5% | 3.5% | 3.5%
Combustion Efficiency | [12 empty] | Combustion Efficiency | [12 empty] | Combustion Efficiency | [12 empty] | Combustion Efficiency
OAT | Hrs at Range | Ambient | 1 | 2 | 3 | 4 | 5 | 6 | 7 | 8 | 9 | 10 | OAT | Hrs at Range | Ambient | #DIV/0! | #DIV/0! | #DIV/0! | #DIV/0! | #DIV/0! | #DIV/0! | #DIV/0! | #DIV/0! | #DIV/0! | #DIV/0! | OAT | Hrs at Range | Ambient | 1 | 2 | 3 | 4 | 5 | 6 | 7 | 8 | 9 | 10 | OAT | Hrs at Range | Ambient | 1 | 2 | 3 | 4 | 5 | 6 | 7 | 8 | 9 | 10
-10 | 25 | 75 | #N/A | #N/A | #N/A | #N/A | #N/A | #N/A | #N/A | #N/A | #N/A | #N/A | -10 | 25 | 75 | #N/A | #N/A | #N/A | #N/A | #N/A | #N/A | #N/A | #N/A | #N/A | #N/A | -10 | 25 | 75 | #N/A | #N/A | #N/A | #N/A | #N/A | #N/A | #N/A | #N/A | #N/A | #N/A | -10 | 25 | 50 | #N/A | #N/A | #N/A | #N/A | #N/A | #N/A | #N/A | #N/A | #N/A | #N/A
-5 | 54 | 75 | #N/A | #N/A | #N/A | #N/A | #N/A | #N/A | #N/A | #N/A | #N/A | #N/A | -5 | 54 | 75 | #N/A | #N/A | #N/A | #N/A | #N/A | #N/A | #N/A | #N/A | #N/A | #N/A | -5 | 54 | 75 | #N/A | #N/A | #N/A | #N/A | #N/A | #N/A | #N/A | #N/A | #N/A | #N/A | -5 | 54 | 50 | #N/A | #N/A | #N/A | #N/A | #N/A | #N/A | #N/A | #N/A | #N/A | #N/A
0 | 84 | 75 | #N/A | #N/A | #N/A | #N/A | #N/A | #N/A | #N/A | #N/A | #N/A | #N/A | 0 | 84 | 75 | #N/A | #N/A | #N/A | #N/A | #N/A | #N/A | #N/A | #N/A | #N/A | #N/A | 0 | 84 | 75 | #N/A | #N/A | #N/A | #N/A | #N/A | #N/A | #N/A | #N/A | #N/A | #N/A | 0 | 84 | 50 | #N/A | #N/A | #N/A | #N/A | #N/A | #N/A | #N/A | #N/A | #N/A | #N/A
5 | 92 | 75 | #N/A | #N/A | #N/A | #N/A | #N/A | #N/A | #N/A | #N/A | #N/A | #N/A | 5 | 92 | 75 | #N/A | #N/A | #N/A | #N/A | #N/A | #N/A | #N/A | #N/A | #N/A | #N/A | 5 | 92 | 75 | #N/A | #N/A | #N/A | #N/A | #N/A | #N/A | #N/A | #N/A | #N/A | #N/A | 5 | 92 | 50 | #N/A | #N/A | #N/A | #N/A | #N/A | #N/A | #N/A | #N/A | #N/A | #N/A
10 | 157 | 75 | #N/A | #N/A | #N/A | #N/A | #N/A | #N/A | #N/A | #N/A | #N/A | #N/A | 10 | 157 | 75 | #N/A | #N/A | #N/A | #N/A | #N/A | #N/A | #N/A | #N/A | #N/A | #N/A | 10 | 157 | 75 | #N/A | #N/A | #N/A | #N/A | #N/A | #N/A | #N/A | #N/A | #N/A | #N/A | 10 | 157 | 50 | #N/A | #N/A | #N/A | #N/A | #N/A | #N/A | #N/A | #N/A | #N/A | #N/A
15 | 382 | 75 | #N/A | #N/A | #N/A | #N/A | #N/A | #N/A | #N/A | #N/A | #N/A | #N/A | 15 | 382 | 75 | #N/A | #N/A | #N/A | #N/A | #N/A | #N/A | #N/A | #N/A | #N/A | #N/A | 15 | 382 | 75 | #N/A | #N/A | #N/A | #N/A | #N/A | #N/A | #N/A | #N/A | #N/A | #N/A | 15 | 382 | 50 | #N/A | #N/A | #N/A | #N/A | #N/A | #N/A | #N/A | #N/A | #N/A | #N/A
20 | 320 | 75 | #N/A | #N/A | #N/A | #N/A | #N/A | #N/A | #N/A | #N/A | #N/A | #N/A | 20 | 320 | 75 | #N/A | #N/A | #N/A | #N/A | #N/A | #N/A | #N/A | #N/A | #N/A | #N/A | 20 | 320 | 75 | #N/A | #N/A | #N/A | #N/A | #N/A | #N/A | #N/A | #N/A | #N/A | #N/A | 20 | 320 | 50 | #N/A | #N/A | #N/A | #N/A | #N/A | #N/A | #N/A | #N/A | #N/A | #N/A
25 | 402 | 75 | #N/A | #N/A | #N/A | #N/A | #N/A | #N/A | #N/A | #N/A | #N/A | #N/A | 25 | 402 | 75 | #N/A | #N/A | #N/A | #N/A | #N/A | #N/A | #N/A | #N/A | #N/A | #N/A | 25 | 402 | 75 | #N/A | #N/A | #N/A | #N/A | #N/A | #N/A | #N/A | #N/A | #N/A | #N/A | 25 | 402 | 50 | #N/A | #N/A | #N/A | #N/A | #N/A | #N/A | #N/A | #N/A | #N/A | #N/A
30 | 759 | 75 | #N/A | #N/A | #N/A | #N/A | #N/A | #N/A | #N/A | #N/A | #N/A | #N/A | 30 | 759 | 75 | #N/A | #N/A | #N/A | #N/A | #N/A | #N/A | #N/A | #N/A | #N/A | #N/A | 30 | 759 | 75 | #N/A | #N/A | #N/A | #N/A | #N/A | #N/A | #N/A | #N/A | #N/A | #N/A | 30 | 759 | 50 | #N/A | #N/A | #N/A | #N/A | #N/A | #N/A | #N/A | #N/A | #N/A | #N/A
35 | 865 | 75 | #N/A | #N/A | #N/A | #N/A | #N/A | #N/A | #N/A | #N/A | #N/A | #N/A | 35 | 865 | 75 | #N/A | #N/A | #N/A | #N/A | #N/A | #N/A | #N/A | #N/A | #N/A | #N/A | 35 | 865 | 75 | #N/A | #N/A | #N/A | #N/A | #N/A | #N/A | #N/A | #N/A | #N/A | #N/A | 35 | 865 | 50 | #N/A | #N/A | #N/A | #N/A | #N/A | #N/A | #N/A | #N/A | #N/A | #N/A
40 | 595 | 75 | #N/A | #N/A | #N/A | #N/A | #N/A | #N/A | #N/A | #N/A | #N/A | #N/A | 40 | 595 | 75 | #N/A | #N/A | #N/A | #N/A | #N/A | #N/A | #N/A | #N/A | #N/A | #N/A | 40 | 595 | 75 | #N/A | #N/A | #N/A | #N/A | #N/A | #N/A | #N/A | #N/A | #N/A | #N/A | 40 | 595 | 50 | #N/A | #N/A | #N/A | #N/A | #N/A | #N/A | #N/A | #N/A | #N/A | #N/A
45 | 545 | 80 | #N/A | #N/A | #N/A | #N/A | #N/A | #N/A | #N/A | #N/A | #N/A | #N/A | 45 | 545 | 80 | #N/A | #N/A | #N/A | #N/A | #N/A | #N/A | #N/A | #N/A | #N/A | #N/A | 45 | 545 | 80 | #N/A | #N/A | #N/A | #N/A | #N/A | #N/A | #N/A | #N/A | #N/A | #N/A | 45 | 545 | 50 | #N/A | #N/A | #N/A | #N/A | #N/A | #N/A | #N/A | #N/A | #N/A | #N/A
50 | 504 | 85 | #N/A | #N/A | #N/A | #N/A | #N/A | #N/A | #N/A | #N/A | #N/A | #N/A | 50 | 504 | 85 | #N/A | #N/A | #N/A | #N/A | #N/A | #N/A | #N/A | #N/A | #N/A | #N/A | 50 | 504 | 85 | #N/A | #N/A | #N/A | #N/A | #N/A | #N/A | #N/A | #N/A | #N/A | #N/A | 50 | 504 | 50 | #N/A | #N/A | #N/A | #N/A | #N/A | #N/A | #N/A | #N/A | #N/A | #N/A
55 | 677 | 90 | #N/A | #N/A | #N/A | #N/A | #N/A | #N/A | #N/A | #N/A | #N/A | #N/A | 55 | 677 | 90 | #N/A | #N/A | #N/A | #N/A | #N/A | #N/A | #N/A | #N/A | #N/A | #N/A | 55 | 677 | 90 | #N/A | #N/A | #N/A | #N/A | #N/A | #N/A | #N/A | #N/A | #N/A | #N/A | 55 | 677 | 55 | #N/A | #N/A | #N/A | #N/A | #N/A | #N/A | #N/A | #N/A | #N/A | #N/A
60 | 848 | 95 | #N/A | #N/A | #N/A | #N/A | #N/A | #N/A | #N/A | #N/A | #N/A | #N/A | 60 | 848 | 95 | #N/A | #N/A | #N/A | #N/A | #N/A | #N/A | #N/A | #N/A | #N/A | #N/A | 60 | 848 | 95 | #N/A | #N/A | #N/A | #N/A | #N/A | #N/A | #N/A | #N/A | #N/A | #N/A | 60 | 848 | 60 | #N/A | #N/A | #N/A | #N/A | #N/A | #N/A | #N/A | #N/A | #N/A | #N/A
65 | 767 | 100 | #N/A | #N/A | #N/A | #N/A | #N/A | #N/A | #N/A | #N/A | #N/A | #N/A | 65 | 767 | 100 | #N/A | #N/A | #N/A | #N/A | #N/A | #N/A | #N/A | #N/A | #N/A | #N/A | 65 | 767 | 100 | #N/A | #N/A | #N/A | #N/A | #N/A | #N/A | #N/A | #N/A | #N/A | #N/A | 65 | 767 | 65 | #N/A | #N/A | #N/A | #N/A | #N/A | #N/A | #N/A | #N/A | #N/A | #N/A
70 | 538 | 105 | #N/A | #N/A | #N/A | #N/A | #N/A | #N/A | #N/A | #N/A | #N/A | #N/A | 70 | 538 | 105 | #N/A | #N/A | #N/A | #N/A | #N/A | #N/A | #N/A | #N/A | #N/A | #N/A | 70 | 538 | 105 | #N/A | #N/A | #N/A | #N/A | #N/A | #N/A | #N/A | #N/A | #N/A | #N/A | 70 | 538 | 70 | #N/A | #N/A | #N/A | #N/A | #N/A | #N/A | #N/A | #N/A | #N/A | #N/A
75 | 531 | 110 | #N/A | #N/A | #N/A | #N/A | #N/A | #N/A | #N/A | #N/A | #N/A | #N/A | 75 | 531 | 110 | #N/A | #N/A | #N/A | #N/A | #N/A | #N/A | #N/A | #N/A | #N/A | #N/A | 75 | 531 | 110 | #N/A | #N/A | #N/A | #N/A | #N/A | #N/A | #N/A | #N/A | #N/A | #N/A | 75 | 531 | 75 | #N/A | #N/A | #N/A | #N/A | #N/A | #N/A | #N/A | #N/A | #N/A | #N/A
80 | 428 | 115 | #N/A | #N/A | #N/A | #N/A | #N/A | #N/A | #N/A | #N/A | #N/A | #N/A | 80 | 428 | 115 | #N/A | #N/A | #N/A | #N/A | #N/A | #N/A | #N/A | #N/A | #N/A | #N/A | 80 | 428 | 115 | #N/A | #N/A | #N/A | #N/A | #N/A | #N/A | #N/A | #N/A | #N/A | #N/A | 80 | 428 | 80 | #N/A | #N/A | #N/A | #N/A | #N/A | #N/A | #N/A | #N/A | #N/A | #N/A
85 | 160 | 120 | #N/A | #N/A | #N/A | #N/A | #N/A | #N/A | #N/A | #N/A | #N/A | #N/A | 85 | 160 | 120 | #N/A | #N/A | #N/A | #N/A | #N/A | #N/A | #N/A | #N/A | #N/A | #N/A | 85 | 160 | 120 | #N/A | #N/A | #N/A | #N/A | #N/A | #N/A | #N/A | #N/A | #N/A | #N/A | 85 | 160 | 85 | #N/A | #N/A | #N/A | #N/A | #N/A | #N/A | #N/A | #N/A | #N/A | #N/A
90 | 27 | 120 | #N/A | #N/A | #N/A | #N/A | #N/A | #N/A | #N/A | #N/A | #N/A | #N/A | 90 | 27 | 120 | #N/A | #N/A | #N/A | #N/A | #N/A | #N/A | #N/A | #N/A | #N/A | #N/A | 90 | 27 | 120 | #N/A | #N/A | #N/A | #N/A | #N/A | #N/A | #N/A | #N/A | #N/A | #N/A | 90 | 27 | 90 | #N/A | #N/A | #N/A | #N/A | #N/A | #N/A | #N/A | #N/A | #N/A | #N/A

## Proposed Efficiency (hidden)
Boiler 1 | [12 empty] | Boiler 2 | [12 empty] | Boiler 3 | [12 empty] | Boiler 4
O2 w/o Trim | [12 empty] | O2 w/o Trim | [12 empty] | O2 w/o Trim | [12 empty] | O2 w/o Trim
OAT | Hrs at Range | Ambient | #DIV/0! | #DIV/0! | #DIV/0! | #DIV/0! | #DIV/0! | #DIV/0! | #DIV/0! | #DIV/0! | #DIV/0! | #DIV/0! | OAT | Hrs at Range | Ambient | #DIV/0! | #DIV/0! | #DIV/0! | #DIV/0! | #DIV/0! | #DIV/0! | #DIV/0! | #DIV/0! | #DIV/0! | #DIV/0! | OAT | Hrs at Range | Ambient | #DIV/0! | #DIV/0! | #DIV/0! | #DIV/0! | #DIV/0! | #DIV/0! | #DIV/0! | #DIV/0! | #DIV/0! | #DIV/0! | OAT | Hrs at Range | Ambient | #DIV/0! | #DIV/0! | #DIV/0! | #DIV/0! | #DIV/0! | #DIV/0! | #DIV/0! | #DIV/0! | #DIV/0! | #DIV/0!
-10 | 7 | 75 | 1.875% | 1.875% | 1.875% | 1.875% | 1.875% | 1.875% | 1.875% | 1.875% | 1.875% | 1.875% | -10 | 7 | 75 | 1.875% | 1.875% | 1.875% | 1.875% | 1.875% | 1.875% | 1.875% | 1.875% | 1.875% | 1.875% | -10 | 7 | 75 | 1.875% | 1.875% | 1.875% | 1.875% | 1.875% | 1.875% | 1.875% | 1.875% | 1.875% | 1.875% | -10 | 7 | 75 | 1.875% | 1.875% | 1.875% | 1.875% | 1.875% | 1.875% | 1.875% | 1.875% | 1.875% | 1.875%
-5 | 9 | 75 | 1.875% | 1.875% | 1.875% | 1.875% | 1.875% | 1.875% | 1.875% | 1.875% | 1.875% | 1.875% | -5 | 9 | 75 | 1.875% | 1.875% | 1.875% | 1.875% | 1.875% | 1.875% | 1.875% | 1.875% | 1.875% | 1.875% | -5 | 9 | 75 | 1.875% | 1.875% | 1.875% | 1.875% | 1.875% | 1.875% | 1.875% | 1.875% | 1.875% | 1.875% | -5 | 9 | 75 | 1.875% | 1.875% | 1.875% | 1.875% | 1.875% | 1.875% | 1.875% | 1.875% | 1.875% | 1.875%
0 | 67 | 75 | 1.875% | 1.875% | 1.875% | 1.875% | 1.875% | 1.875% | 1.875% | 1.875% | 1.875% | 1.875% | 0 | 67 | 75 | 1.875% | 1.875% | 1.875% | 1.875% | 1.875% | 1.875% | 1.875% | 1.875% | 1.875% | 1.875% | 0 | 67 | 75 | 1.875% | 1.875% | 1.875% | 1.875% | 1.875% | 1.875% | 1.875% | 1.875% | 1.875% | 1.875% | 0 | 67 | 75 | 1.875% | 1.875% | 1.875% | 1.875% | 1.875% | 1.875% | 1.875% | 1.875% | 1.875% | 1.875%
5 | 82 | 75 | 1.875% | 1.875% | 1.875% | 1.875% | 1.875% | 1.875% | 1.875% | 1.875% | 1.875% | 1.875% | 5 | 82 | 75 | 1.875% | 1.875% | 1.875% | 1.875% | 1.875% | 1.875% | 1.875% | 1.875% | 1.875% | 1.875% | 5 | 82 | 75 | 1.875% | 1.875% | 1.875% | 1.875% | 1.875% | 1.875% | 1.875% | 1.875% | 1.875% | 1.875% | 5 | 82 | 75 | 1.875% | 1.875% | 1.875% | 1.875% | 1.875% | 1.875% | 1.875% | 1.875% | 1.875% | 1.875%
10 | 116 | 75 | 1.875% | 1.875% | 1.875% | 1.875% | 1.875% | 1.875% | 1.875% | 1.875% | 1.875% | 1.875% | 10 | 116 | 75 | 1.875% | 1.875% | 1.875% | 1.875% | 1.875% | 1.875% | 1.875% | 1.875% | 1.875% | 1.875% | 10 | 116 | 75 | 1.875% | 1.875% | 1.875% | 1.875% | 1.875% | 1.875% | 1.875% | 1.875% | 1.875% | 1.875% | 10 | 116 | 75 | 1.875% | 1.875% | 1.875% | 1.875% | 1.875% | 1.875% | 1.875% | 1.875% | 1.875% | 1.875%
15 | 210 | 75 | 1.875% | 1.875% | 1.875% | 1.875% | 1.875% | 1.875% | 1.875% | 1.875% | 1.875% | 1.875% | 15 | 210 | 75 | 1.875% | 1.875% | 1.875% | 1.875% | 1.875% | 1.875% | 1.875% | 1.875% | 1.875% | 1.875% | 15 | 210 | 75 | 1.875% | 1.875% | 1.875% | 1.875% | 1.875% | 1.875% | 1.875% | 1.875% | 1.875% | 1.875% | 15 | 210 | 75 | 1.875% | 1.875% | 1.875% | 1.875% | 1.875% | 1.875% | 1.875% | 1.875% | 1.875% | 1.875%
20 | 238 | 75 | 1.875% | 1.875% | 1.875% | 1.875% | 1.875% | 1.875% | 1.875% | 1.875% | 1.875% | 1.875% | 20 | 238 | 75 | 1.875% | 1.875% | 1.875% | 1.875% | 1.875% | 1.875% | 1.875% | 1.875% | 1.875% | 1.875% | 20 | 238 | 75 | 1.875% | 1.875% | 1.875% | 1.875% | 1.875% | 1.875% | 1.875% | 1.875% | 1.875% | 1.875% | 20 | 238 | 75 | 1.875% | 1.875% | 1.875% | 1.875% | 1.875% | 1.875% | 1.875% | 1.875% | 1.875% | 1.875%
25 | 491 | 75 | 1.875% | 1.875% | 1.875% | 1.875% | 1.875% | 1.875% | 1.875% | 1.875% | 1.875% | 1.875% | 25 | 491 | 75 | 1.875% | 1.875% | 1.875% | 1.875% | 1.875% | 1.875% | 1.875% | 1.875% | 1.875% | 1.875% | 25 | 491 | 75 | 1.875% | 1.875% | 1.875% | 1.875% | 1.875% | 1.875% | 1.875% | 1.875% | 1.875% | 1.875% | 25 | 491 | 75 | 1.875% | 1.875% | 1.875% | 1.875% | 1.875% | 1.875% | 1.875% | 1.875% | 1.875% | 1.875%
30 | 558 | 75 | 1.875% | 1.875% | 1.875% | 1.875% | 1.875% | 1.875% | 1.875% | 1.875% | 1.875% | 1.875% | 30 | 558 | 75 | 1.875% | 1.875% | 1.875% | 1.875% | 1.875% | 1.875% | 1.875% | 1.875% | 1.875% | 1.875% | 30 | 558 | 75 | 1.875% | 1.875% | 1.875% | 1.875% | 1.875% | 1.875% | 1.875% | 1.875% | 1.875% | 1.875% | 30 | 558 | 75 | 1.875% | 1.875% | 1.875% | 1.875% | 1.875% | 1.875% | 1.875% | 1.875% | 1.875% | 1.875%
35 | 503 | 75 | 1.875% | 1.875% | 1.875% | 1.875% | 1.875% | 1.875% | 1.875% | 1.875% | 1.875% | 1.875% | 35 | 503 | 75 | 1.875% | 1.875% | 1.875% | 1.875% | 1.875% | 1.875% | 1.875% | 1.875% | 1.875% | 1.875% | 35 | 503 | 75 | 1.875% | 1.875% | 1.875% | 1.875% | 1.875% | 1.875% | 1.875% | 1.875% | 1.875% | 1.875% | 35 | 503 | 75 | 1.875% | 1.875% | 1.875% | 1.875% | 1.875% | 1.875% | 1.875% | 1.875% | 1.875% | 1.875%
40 | 546 | 75 | 1.875% | 1.875% | 1.875% | 1.875% | 1.875% | 1.875% | 1.875% | 1.875% | 1.875% | 1.875% | 40 | 546 | 75 | 1.875% | 1.875% | 1.875% | 1.875% | 1.875% | 1.875% | 1.875% | 1.875% | 1.875% | 1.875% | 40 | 546 | 75 | 1.875% | 1.875% | 1.875% | 1.875% | 1.875% | 1.875% | 1.875% | 1.875% | 1.875% | 1.875% | 40 | 546 | 75 | 1.875% | 1.875% | 1.875% | 1.875% | 1.875% | 1.875% | 1.875% | 1.875% | 1.875% | 1.875%
45 | 525 | 80 | 2% | 2% | 2% | 2% | 2% | 2% | 2% | 2% | 2% | 2% | 45 | 525 | 80 | 2% | 2% | 2% | 2% | 2% | 2% | 2% | 2% | 2% | 2% | 45 | 525 | 80 | 2% | 2% | 2% | 2% | 2% | 2% | 2% | 2% | 2% | 2% | 45 | 525 | 80 | 2% | 2% | 2% | 2% | 2% | 2% | 2% | 2% | 2% | 2%
50 | 583 | 85 | 2.125% | 2.125% | 2.125% | 2.125% | 2.125% | 2.125% | 2.125% | 2.125% | 2.125% | 2.125% | 50 | 583 | 85 | 2.125% | 2.125% | 2.125% | 2.125% | 2.125% | 2.125% | 2.125% | 2.125% | 2.125% | 2.125% | 50 | 583 | 85 | 2.125% | 2.125% | 2.125% | 2.125% | 2.125% | 2.125% | 2.125% | 2.125% | 2.125% | 2.125% | 50 | 583 | 85 | 2.125% | 2.125% | 2.125% | 2.125% | 2.125% | 2.125% | 2.125% | 2.125% | 2.125% | 2.125%
55 | 674 | 90 | 2.25% | 2.25% | 2.25% | 2.25% | 2.25% | 2.25% | 2.25% | 2.25% | 2.25% | 2.25% | 55 | 674 | 90 | 2.25% | 2.25% | 2.25% | 2.25% | 2.25% | 2.25% | 2.25% | 2.25% | 2.25% | 2.25% | 55 | 674 | 90 | 2.25% | 2.25% | 2.25% | 2.25% | 2.25% | 2.25% | 2.25% | 2.25% | 2.25% | 2.25% | 55 | 674 | 90 | 2.25% | 2.25% | 2.25% | 2.25% | 2.25% | 2.25% | 2.25% | 2.25% | 2.25% | 2.25%
60 | 717 | 95 | 2.375% | 2.375% | 2.375% | 2.375% | 2.375% | 2.375% | 2.375% | 2.375% | 2.375% | 2.375% | 60 | 717 | 95 | 2.375% | 2.375% | 2.375% | 2.375% | 2.375% | 2.375% | 2.375% | 2.375% | 2.375% | 2.375% | 60 | 717 | 95 | 2.375% | 2.375% | 2.375% | 2.375% | 2.375% | 2.375% | 2.375% | 2.375% | 2.375% | 2.375% | 60 | 717 | 95 | 2.375% | 2.375% | 2.375% | 2.375% | 2.375% | 2.375% | 2.375% | 2.375% | 2.375% | 2.375%
65 | 767 | 100 | 2.5% | 2.5% | 2.5% | 2.5% | 2.5% | 2.5% | 2.5% | 2.5% | 2.5% | 2.5% | 65 | 767 | 100 | 2.5% | 2.5% | 2.5% | 2.5% | 2.5% | 2.5% | 2.5% | 2.5% | 2.5% | 2.5% | 65 | 767 | 100 | 2.5% | 2.5% | 2.5% | 2.5% | 2.5% | 2.5% | 2.5% | 2.5% | 2.5% | 2.5% | 65 | 767 | 100 | 2.5% | 2.5% | 2.5% | 2.5% | 2.5% | 2.5% | 2.5% | 2.5% | 2.5% | 2.5%
70 | 847 | 105 | 2.625% | 2.625% | 2.625% | 2.625% | 2.625% | 2.625% | 2.625% | 2.625% | 2.625% | 2.625% | 70 | 847 | 105 | 2.625% | 2.625% | 2.625% | 2.625% | 2.625% | 2.625% | 2.625% | 2.625% | 2.625% | 2.625% | 70 | 847 | 105 | 2.625% | 2.625% | 2.625% | 2.625% | 2.625% | 2.625% | 2.625% | 2.625% | 2.625% | 2.625% | 70 | 847 | 105 | 2.625% | 2.625% | 2.625% | 2.625% | 2.625% | 2.625% | 2.625% | 2.625% | 2.625% | 2.625%
75 | 751 | 110 | 2.75% | 2.75% | 2.75% | 2.75% | 2.75% | 2.75% | 2.75% | 2.75% | 2.75% | 2.75% | 75 | 751 | 110 | 2.75% | 2.75% | 2.75% | 2.75% | 2.75% | 2.75% | 2.75% | 2.75% | 2.75% | 2.75% | 75 | 751 | 110 | 2.75% | 2.75% | 2.75% | 2.75% | 2.75% | 2.75% | 2.75% | 2.75% | 2.75% | 2.75% | 75 | 751 | 110 | 2.75% | 2.75% | 2.75% | 2.75% | 2.75% | 2.75% | 2.75% | 2.75% | 2.75% | 2.75%
80 | 541 | 115 | 2.875% | 2.875% | 2.875% | 2.875% | 2.875% | 2.875% | 2.875% | 2.875% | 2.875% | 2.875% | 80 | 541 | 115 | 2.875% | 2.875% | 2.875% | 2.875% | 2.875% | 2.875% | 2.875% | 2.875% | 2.875% | 2.875% | 80 | 541 | 115 | 2.875% | 2.875% | 2.875% | 2.875% | 2.875% | 2.875% | 2.875% | 2.875% | 2.875% | 2.875% | 80 | 541 | 115 | 2.875% | 2.875% | 2.875% | 2.875% | 2.875% | 2.875% | 2.875% | 2.875% | 2.875% | 2.875%
85 | 312 | 120 | 3% | 3% | 3% | 3% | 3% | 3% | 3% | 3% | 3% | 3% | 85 | 312 | 120 | 3% | 3% | 3% | 3% | 3% | 3% | 3% | 3% | 3% | 3% | 85 | 312 | 120 | 3% | 3% | 3% | 3% | 3% | 3% | 3% | 3% | 3% | 3% | 85 | 312 | 120 | 3% | 3% | 3% | 3% | 3% | 3% | 3% | 3% | 3% | 3%
90 | 171 | 120 | 3% | 3% | 3% | 3% | 3% | 3% | 3% | 3% | 3% | 3% | 90 | 171 | 120 | 3% | 3% | 3% | 3% | 3% | 3% | 3% | 3% | 3% | 3% | 90 | 171 | 120 | 3% | 3% | 3% | 3% | 3% | 3% | 3% | 3% | 3% | 3% | 90 | 171 | 120 | 3% | 3% | 3% | 3% | 3% | 3% | 3% | 3% | 3% | 3%
Combustion Efficiency | [12 empty] | Combustion Efficiency | [12 empty] | Combustion Efficiency | [12 empty] | Combustion Efficiency
OAT | Hrs at Range | Ambient | #DIV/0! | #DIV/0! | #DIV/0! | #DIV/0! | #DIV/0! | #DIV/0! | #DIV/0! | #DIV/0! | #DIV/0! | #DIV/0! | OAT | Hrs at Range | Ambient | #DIV/0! | #DIV/0! | #DIV/0! | #DIV/0! | #DIV/0! | #DIV/0! | #DIV/0! | #DIV/0! | #DIV/0! | #DIV/0! | OAT | Hrs at Range | Ambient | #DIV/0! | #DIV/0! | #DIV/0! | #DIV/0! | #DIV/0! | #DIV/0! | #DIV/0! | #DIV/0! | #DIV/0! | #DIV/0! | OAT | Hrs at Range | Ambient | #DIV/0! | #DIV/0! | #DIV/0! | #DIV/0! | #DIV/0! | #DIV/0! | #DIV/0! | #DIV/0! | #DIV/0! | #DIV/0!
-10 | 7 | 50 | #N/A | #N/A | #N/A | #N/A | #N/A | #N/A | #N/A | #N/A | #N/A | #N/A | -10 | 7 | 50 | #N/A | #N/A | #N/A | #N/A | #N/A | #N/A | #N/A | #N/A | #N/A | #N/A | -10 | 7 | 50 | #N/A | #N/A | #N/A | #N/A | #N/A | #N/A | #N/A | #N/A | #N/A | #N/A | -10 | 7 | 50 | #N/A | #N/A | #N/A | #N/A | #N/A | #N/A | #N/A | #N/A | #N/A | #N/A
-5 | 9 | 50 | #N/A | #N/A | #N/A | #N/A | #N/A | #N/A | #N/A | #N/A | #N/A | #N/A | -5 | 9 | 50 | #N/A | #N/A | #N/A | #N/A | #N/A | #N/A | #N/A | #N/A | #N/A | #N/A | -5 | 9 | 50 | #N/A | #N/A | #N/A | #N/A | #N/A | #N/A | #N/A | #N/A | #N/A | #N/A | -5 | 9 | 50 | #N/A | #N/A | #N/A | #N/A | #N/A | #N/A | #N/A | #N/A | #N/A | #N/A
0 | 67 | 50 | #N/A | #N/A | #N/A | #N/A | #N/A | #N/A | #N/A | #N/A | #N/A | #N/A | 0 | 67 | 50 | #N/A | #N/A | #N/A | #N/A | #N/A | #N/A | #N/A | #N/A | #N/A | #N/A | 0 | 67 | 50 | #N/A | #N/A | #N/A | #N/A | #N/A | #N/A | #N/A | #N/A | #N/A | #N/A | 0 | 67 | 50 | #N/A | #N/A | #N/A | #N/A | #N/A | #N/A | #N/A | #N/A | #N/A | #N/A
5 | 82 | 50 | #N/A | #N/A | #N/A | #N/A | #N/A | #N/A | #N/A | #N/A | #N/A | #N/A | 5 | 82 | 50 | #N/A | #N/A | #N/A | #N/A | #N/A | #N/A | #N/A | #N/A | #N/A | #N/A | 5 | 82 | 50 | #N/A | #N/A | #N/A | #N/A | #N/A | #N/A | #N/A | #N/A | #N/A | #N/A | 5 | 82 | 50 | #N/A | #N/A | #N/A | #N/A | #N/A | #N/A | #N/A | #N/A | #N/A | #N/A
10 | 116 | 50 | #N/A | #N/A | #N/A | #N/A | #N/A | #N/A | #N/A | #N/A | #N/A | #N/A | 10 | 116 | 50 | #N/A | #N/A | #N/A | #N/A | #N/A | #N/A | #N/A | #N/A | #N/A | #N/A | 10 | 116 | 50 | #N/A | #N/A | #N/A | #N/A | #N/A | #N/A | #N/A | #N/A | #N/A | #N/A | 10 | 116 | 50 | #N/A | #N/A | #N/A | #N/A | #N/A | #N/A | #N/A | #N/A | #N/A | #N/A
15 | 210 | 50 | #N/A | #N/A | #N/A | #N/A | #N/A | #N/A | #N/A | #N/A | #N/A | #N/A | 15 | 210 | 50 | #N/A | #N/A | #N/A | #N/A | #N/A | #N/A | #N/A | #N/A | #N/A | #N/A | 15 | 210 | 50 | #N/A | #N/A | #N/A | #N/A | #N/A | #N/A | #N/A | #N/A | #N/A | #N/A | 15 | 210 | 50 | #N/A | #N/A | #N/A | #N/A | #N/A | #N/A | #N/A | #N/A | #N/A | #N/A
20 | 238 | 50 | #N/A | #N/A | #N/A | #N/A | #N/A | #N/A | #N/A | #N/A | #N/A | #N/A | 20 | 238 | 50 | #N/A | #N/A | #N/A | #N/A | #N/A | #N/A | #N/A | #N/A | #N/A | #N/A | 20 | 238 | 50 | #N/A | #N/A | #N/A | #N/A | #N/A | #N/A | #N/A | #N/A | #N/A | #N/A | 20 | 238 | 50 | #N/A | #N/A | #N/A | #N/A | #N/A | #N/A | #N/A | #N/A | #N/A | #N/A
25 | 491 | 50 | #N/A | #N/A | #N/A | #N/A | #N/A | #N/A | #N/A | #N/A | #N/A | #N/A | 25 | 491 | 50 | #N/A | #N/A | #N/A | #N/A | #N/A | #N/A | #N/A | #N/A | #N/A | #N/A | 25 | 491 | 50 | #N/A | #N/A | #N/A | #N/A | #N/A | #N/A | #N/A | #N/A | #N/A | #N/A | 25 | 491 | 50 | #N/A | #N/A | #N/A | #N/A | #N/A | #N/A | #N/A | #N/A | #N/A | #N/A
30 | 558 | 50 | #N/A | #N/A | #N/A | #N/A | #N/A | #N/A | #N/A | #N/A | #N/A | #N/A | 30 | 558 | 50 | #N/A | #N/A | #N/A | #N/A | #N/A | #N/A | #N/A | #N/A | #N/A | #N/A | 30 | 558 | 50 | #N/A | #N/A | #N/A | #N/A | #N/A | #N/A | #N/A | #N/A | #N/A | #N/A | 30 | 558 | 50 | #N/A | #N/A | #N/A | #N/A | #N/A | #N/A | #N/A | #N/A | #N/A | #N/A
35 | 503 | 50 | #N/A | #N/A | #N/A | #N/A | #N/A | #N/A | #N/A | #N/A | #N/A | #N/A | 35 | 503 | 50 | #N/A | #N/A | #N/A | #N/A | #N/A | #N/A | #N/A | #N/A | #N/A | #N/A | 35 | 503 | 50 | #N/A | #N/A | #N/A | #N/A | #N/A | #N/A | #N/A | #N/A | #N/A | #N/A | 35 | 503 | 50 | #N/A | #N/A | #N/A | #N/A | #N/A | #N/A | #N/A | #N/A | #N/A | #N/A
40 | 546 | 50 | #N/A | #N/A | #N/A | #N/A | #N/A | #N/A | #N/A | #N/A | #N/A | #N/A | 40 | 546 | 50 | #N/A | #N/A | #N/A | #N/A | #N/A | #N/A | #N/A | #N/A | #N/A | #N/A | 40 | 546 | 50 | #N/A | #N/A | #N/A | #N/A | #N/A | #N/A | #N/A | #N/A | #N/A | #N/A | 40 | 546 | 50 | #N/A | #N/A | #N/A | #N/A | #N/A | #N/A | #N/A | #N/A | #N/A | #N/A
45 | 525 | 50 | #N/A | #N/A | #N/A | #N/A | #N/A | #N/A | #N/A | #N/A | #N/A | #N/A | 45 | 525 | 50 | #N/A | #N/A | #N/A | #N/A | #N/A | #N/A | #N/A | #N/A | #N/A | #N/A | 45 | 525 | 50 | #N/A | #N/A | #N/A | #N/A | #N/A | #N/A | #N/A | #N/A | #N/A | #N/A | 45 | 525 | 50 | #N/A | #N/A | #N/A | #N/A | #N/A | #N/A | #N/A | #N/A | #N/A | #N/A
50 | 583 | 50 | #N/A | #N/A | #N/A | #N/A | #N/A | #N/A | #N/A | #N/A | #N/A | #N/A | 50 | 583 | 50 | #N/A | #N/A | #N/A | #N/A | #N/A | #N/A | #N/A | #N/A | #N/A | #N/A | 50 | 583 | 50 | #N/A | #N/A | #N/A | #N/A | #N/A | #N/A | #N/A | #N/A | #N/A | #N/A | 50 | 583 | 50 | #N/A | #N/A | #N/A | #N/A | #N/A | #N/A | #N/A | #N/A | #N/A | #N/A
55 | 674 | 55 | #N/A | #N/A | #N/A | #N/A | #N/A | #N/A | #N/A | #N/A | #N/A | #N/A | 55 | 674 | 55 | #N/A | #N/A | #N/A | #N/A | #N/A | #N/A | #N/A | #N/A | #N/A | #N/A | 55 | 674 | 55 | #N/A | #N/A | #N/A | #N/A | #N/A | #N/A | #N/A | #N/A | #N/A | #N/A | 55 | 674 | 55 | #N/A | #N/A | #N/A | #N/A | #N/A | #N/A | #N/A | #N/A | #N/A | #N/A
60 | 717 | 60 | #N/A | #N/A | #N/A | #N/A | #N/A | #N/A | #N/A | #N/A | #N/A | #N/A | 60 | 717 | 60 | #N/A | #N/A | #N/A | #N/A | #N/A | #N/A | #N/A | #N/A | #N/A | #N/A | 60 | 717 | 60 | #N/A | #N/A | #N/A | #N/A | #N/A | #N/A | #N/A | #N/A | #N/A | #N/A | 60 | 717 | 60 | #N/A | #N/A | #N/A | #N/A | #N/A | #N/A | #N/A | #N/A | #N/A | #N/A
65 | 767 | 65 | #N/A | #N/A | #N/A | #N/A | #N/A | #N/A | #N/A | #N/A | #N/A | #N/A | 65 | 767 | 65 | #N/A | #N/A | #N/A | #N/A | #N/A | #N/A | #N/A | #N/A | #N/A | #N/A | 65 | 767 | 65 | #N/A | #N/A | #N/A | #N/A | #N/A | #N/A | #N/A | #N/A | #N/A | #N/A | 65 | 767 | 65 | #N/A | #N/A | #N/A | #N/A | #N/A | #N/A | #N/A | #N/A | #N/A | #N/A
70 | 847 | 70 | #N/A | #N/A | #N/A | #N/A | #N/A | #N/A | #N/A | #N/A | #N/A | #N/A | 70 | 847 | 70 | #N/A | #N/A | #N/A | #N/A | #N/A | #N/A | #N/A | #N/A | #N/A | #N/A | 70 | 847 | 70 | #N/A | #N/A | #N/A | #N/A | #N/A | #N/A | #N/A | #N/A | #N/A | #N/A | 70 | 847 | 70 | #N/A | #N/A | #N/A | #N/A | #N/A | #N/A | #N/A | #N/A | #N/A | #N/A
75 | 751 | 75 | #N/A | #N/A | #N/A | #N/A | #N/A | #N/A | #N/A | #N/A | #N/A | #N/A | 75 | 751 | 75 | #N/A | #N/A | #N/A | #N/A | #N/A | #N/A | #N/A | #N/A | #N/A | #N/A | 75 | 751 | 75 | #N/A | #N/A | #N/A | #N/A | #N/A | #N/A | #N/A | #N/A | #N/A | #N/A | 75 | 751 | 75 | #N/A | #N/A | #N/A | #N/A | #N/A | #N/A | #N/A | #N/A | #N/A | #N/A
80 | 541 | 80 | #N/A | #N/A | #N/A | #N/A | #N/A | #N/A | #N/A | #N/A | #N/A | #N/A | 80 | 541 | 80 | #N/A | #N/A | #N/A | #N/A | #N/A | #N/A | #N/A | #N/A | #N/A | #N/A | 80 | 541 | 80 | #N/A | #N/A | #N/A | #N/A | #N/A | #N/A | #N/A | #N/A | #N/A | #N/A | 80 | 541 | 80 | #N/A | #N/A | #N/A | #N/A | #N/A | #N/A | #N/A | #N/A | #N/A | #N/A
85 | 312 | 85 | #N/A | #N/A | #N/A | #N/A | #N/A | #N/A | #N/A | #N/A | #N/A | #N/A | 85 | 312 | 85 | #N/A | #N/A | #N/A | #N/A | #N/A | #N/A | #N/A | #N/A | #N/A | #N/A | 85 | 312 | 85 | #N/A | #N/A | #N/A | #N/A | #N/A | #N/A | #N/A | #N/A | #N/A | #N/A | 85 | 312 | 85 | #N/A | #N/A | #N/A | #N/A | #N/A | #N/A | #N/A | #N/A | #N/A | #N/A
90 | 171 | 90 | #N/A | #N/A | #N/A | #N/A | #N/A | #N/A | #N/A | #N/A | #N/A | #N/A | 90 | 171 | 90 | #N/A | #N/A | #N/A | #N/A | #N/A | #N/A | #N/A | #N/A | #N/A | #N/A | 90 | 171 | 90 | #N/A | #N/A | #N/A | #N/A | #N/A | #N/A | #N/A | #N/A | #N/A | #N/A | 90 | 171 | 90 | #N/A | #N/A | #N/A | #N/A | #N/A | #N/A | #N/A | #N/A | #N/A | #N/A
Efficiency With O2 Trim |  |  | #DIV/0! | #DIV/0! | #DIV/0! | #DIV/0! | #DIV/0! | #DIV/0! | #DIV/0! | #DIV/0! | #DIV/0! | #DIV/0! | Efficiency With O2 Trim |  |  | #DIV/0! | #DIV/0! | #DIV/0! | #DIV/0! | #DIV/0! | #DIV/0! | #DIV/0! | #DIV/0! | #DIV/0! | #DIV/0! | Efficiency With O2 Trim |  |  | #DIV/0! | #DIV/0! | #DIV/0! | #DIV/0! | #DIV/0! | #DIV/0! | #DIV/0! | #DIV/0! | #DIV/0! | #DIV/0! | Efficiency With O2 Trim |  |  | #DIV/0! | #DIV/0! | #DIV/0! | #DIV/0! | #DIV/0! | #DIV/0! | #DIV/0! | #DIV/0! | #DIV/0! | #DIV/0!

## Baseline Cycling Losses (hidden)
CYCLING EFFICIENCY ANALYSIS
Baseline |  |  | Boiler 1 | [8 empty] | Boiler 2 | [6 empty] | Boiler 3 | [6 empty] | Boiler 4
Boiler 1 | 0 | HP | OA Temp | Indoor Air Temp | Prepurge Loss | Postpurge Loss | Draft | Off Cycle Loss | Purging Loss | Off Cycle Loss | Total Cycle Loss | Prepurge Loss | Postpurge Loss | Draft | Off Cycle Loss | Purging Loss | Off Cycle Loss | Total Cycle Loss | Prepurge Loss | Postpurge Loss | Draft | Off Cycle Loss | Purging Loss | Off Cycle Loss | Total Cycle Loss | Prepurge Loss | Postpurge Loss | Draft | Off Cycle Loss | Purging Loss | Off Cycle Loss | Total Cycle Loss
High Fire | 0 | Btu/Hr | -10 | 60 | 0 | 0 | 728.4441 | 152361.4656 | #DIV/0! | #DIV/0! | #DIV/0! | 0 | 0 | 728.4441 | 152361.4656 | #DIV/0! | #DIV/0! | #DIV/0! | 0 | 0 | 728.4441 | 152361.4656 | #DIV/0! | #DIV/0! | #DIV/0! | 0 | 0 | 728.4441 | #DIV/0! | #DIV/0! | #DIV/0! | #DIV/0!
Burner Cycles | 0 | Cycles | -5 | 60 | 0 | 0 | 728.4441 | 152361.4656 | #DIV/0! | #DIV/0! | #DIV/0! | 0 | 0 | 728.4441 | 152361.4656 | #DIV/0! | #DIV/0! | #DIV/0! | 0 | 0 | 728.4441 | 152361.4656 | #DIV/0! | #DIV/0! | #DIV/0! | 0 | 0 | 728.4441 | #DIV/0! | #DIV/0! | #DIV/0! | #DIV/0!
Burner Hours | 0 | Hrs. | 0 | 60 | 0 | 0 | 728.4441 | 152361.4656 | #DIV/0! | #DIV/0! | #DIV/0! | 0 | 0 | 728.4441 | 152361.4656 | #DIV/0! | #DIV/0! | #DIV/0! | 0 | 0 | 728.4441 | 152361.4656 | #DIV/0! | #DIV/0! | #DIV/0! | 0 | 0 | 728.4441 | #DIV/0! | #DIV/0! | #DIV/0! | #DIV/0!
System Hours | 0 | Hrs. | 5 | 60 | 0 | 0 | 728.4441 | 152361.4656 | #DIV/0! | #DIV/0! | #DIV/0! | 0 | 0 | 728.4441 | 152361.4656 | #DIV/0! | #DIV/0! | #DIV/0! | 0 | 0 | 728.4441 | 152361.4656 | #DIV/0! | #DIV/0! | #DIV/0! | 0 | 0 | 728.4441 | #DIV/0! | #DIV/0! | #DIV/0! | #DIV/0!
Cycles/Year | #DIV/0! | Cycles/yr | 10 | 60 | 0 | 0 | 728.4441 | 152361.4656 | #DIV/0! | #DIV/0! | #DIV/0! | 0 | 0 | 728.4441 | 152361.4656 | #DIV/0! | #DIV/0! | #DIV/0! | 0 | 0 | 728.4441 | 152361.4656 | #DIV/0! | #DIV/0! | #DIV/0! | 0 | 0 | 728.4441 | #DIV/0! | #DIV/0! | #DIV/0! | #DIV/0!
Time downtime between cycles | #DIV/0! | min | 15 | 60 | 0 | 0 | 728.4441 | 152361.4656 | #DIV/0! | #DIV/0! | #DIV/0! | 0 | 0 | 728.4441 | 152361.4656 | #DIV/0! | #DIV/0! | #DIV/0! | 0 | 0 | 728.4441 | 152361.4656 | #DIV/0! | #DIV/0! | #DIV/0! | 0 | 0 | 728.4441 | #DIV/0! | #DIV/0! | #DIV/0! | #DIV/0!
Prepurge Time | 30 | Sec. | 20 | 60 | 0 | 0 | 728.4441 | 152361.4656 | #DIV/0! | #DIV/0! | #DIV/0! | 0 | 0 | 728.4441 | 152361.4656 | #DIV/0! | #DIV/0! | #DIV/0! | 0 | 0 | 728.4441 | 152361.4656 | #DIV/0! | #DIV/0! | #DIV/0! | 0 | 0 | 728.4441 | #DIV/0! | #DIV/0! | #DIV/0! | #DIV/0!
Post Purge Time | 60 | Sec. | 25 | 60 | 0 | 0 | 728.4441 | 152361.4656 | #DIV/0! | #DIV/0! | #DIV/0! | 0 | 0 | 728.4441 | 152361.4656 | #DIV/0! | #DIV/0! | #DIV/0! | 0 | 0 | 728.4441 | 152361.4656 | #DIV/0! | #DIV/0! | #DIV/0! | 0 | 0 | 728.4441 | #DIV/0! | #DIV/0! | #DIV/0! | #DIV/0!
Cycle on press. | 14.7 | PSI | 30 | 60 | 0 | 0 | 728.4441 | 152361.4656 | #DIV/0! | #DIV/0! | #DIV/0! | 0 | 0 | 728.4441 | 152361.4656 | #DIV/0! | #DIV/0! | #DIV/0! | 0 | 0 | 728.4441 | 152361.4656 | #DIV/0! | #DIV/0! | #DIV/0! | 0 | 0 | 728.4441 | #DIV/0! | #DIV/0! | #DIV/0! | #DIV/0!
Cycle off press. | 19.7 | PSI | 35 | 60 | 0 | 0 | 728.4441 | 152361.4656 | #DIV/0! | #DIV/0! | #DIV/0! | 0 | 0 | 728.4441 | 152361.4656 | #DIV/0! | #DIV/0! | #DIV/0! | 0 | 0 | 728.4441 | 152361.4656 | #DIV/0! | #DIV/0! | #DIV/0! | 0 | 0 | 728.4441 | #DIV/0! | #DIV/0! | #DIV/0! | #DIV/0!
Combustion air flow | 0 | CFM | 40 | 60 | 0 | 0 | 728.4441 | 152361.4656 | #DIV/0! | #DIV/0! | #DIV/0! | 0 | 0 | 728.4441 | 152361.4656 | #DIV/0! | #DIV/0! | #DIV/0! | 0 | 0 | 728.4441 | 152361.4656 | #DIV/0! | #DIV/0! | #DIV/0! | 0 | 0 | 728.4441 | #DIV/0! | #DIV/0! | #DIV/0! | #DIV/0!
Blower Opening | 1 | ft^2 | 45 | 80 | 0 | 0 | 689.8061 | 129380.129 | #DIV/0! | #DIV/0! | #DIV/0! | 0 | 0 | 689.8061 | 129380.129 | #DIV/0! | #DIV/0! | #DIV/0! | 0 | 0 | 689.8061 | 129380.129 | #DIV/0! | #DIV/0! | #DIV/0! | 0 | 0 | 689.8061 | #DIV/0! | #DIV/0! | #DIV/0! | #DIV/0!
Opening Effectiveness | 0.65 |  | 50 | 80 | 0 | 0 | 689.8061 | 129380.129 | #DIV/0! | #DIV/0! | #DIV/0! | 0 | 0 | 689.8061 | 129380.129 | #DIV/0! | #DIV/0! | #DIV/0! | 0 | 0 | 689.8061 | 129380.129 | #DIV/0! | #DIV/0! | #DIV/0! | 0 | 0 | 689.8061 | #DIV/0! | #DIV/0! | #DIV/0! | #DIV/0!
Stack Height: | 20 | ft | 55 | 80 | 0 | 0 | 689.8061 | 129380.129 | #DIV/0! | #DIV/0! | #DIV/0! | 0 | 0 | 689.8061 | 129380.129 | #DIV/0! | #DIV/0! | #DIV/0! | 0 | 0 | 689.8061 | 129380.129 | #DIV/0! | #DIV/0! | #DIV/0! | 0 | 0 | 689.8061 | #DIV/0! | #DIV/0! | #DIV/0! | #DIV/0!
Cycle off Temp. | 258.2248 | F | 60 | 80 | 0 | 0 | 689.8061 | 129380.129 | #DIV/0! | #DIV/0! | #DIV/0! | 0 | 0 | 689.8061 | 129380.129 | #DIV/0! | #DIV/0! | #DIV/0! | 0 | 0 | 689.8061 | 129380.129 | #DIV/0! | #DIV/0! | #DIV/0! | 0 | 0 | 689.8061 | #DIV/0! | #DIV/0! | #DIV/0! | #DIV/0!
Cycle on Temp. | 249.1088 | F | 65 | 80 | 0 | 0 | 689.8061 | 129380.129 | #DIV/0! | #DIV/0! | #DIV/0! | 0 | 0 | 689.8061 | 129380.129 | #DIV/0! | #DIV/0! | #DIV/0! | 0 | 0 | 689.8061 | 129380.129 | #DIV/0! | #DIV/0! | #DIV/0! | 0 | 0 | 689.8061 | #DIV/0! | #DIV/0! | #DIV/0! | #DIV/0!
|  |  | 70 | 80 | 0 | 0 | 689.8061 | 129380.129 | #DIV/0! | #DIV/0! | #DIV/0! | 0 | 0 | 689.8061 | 129380.129 | #DIV/0! | #DIV/0! | #DIV/0! | 0 | 0 | 689.8061 | 129380.129 | #DIV/0! | #DIV/0! | #DIV/0! | 0 | 0 | 689.8061 | #DIV/0! | #DIV/0! | #DIV/0! | #DIV/0!
Boiler 2 | 0 | HP | 75 | 80 | 0 | 0 | 689.8061 | 129380.129 | #DIV/0! | #DIV/0! | #DIV/0! | 0 | 0 | 689.8061 | 129380.129 | #DIV/0! | #DIV/0! | #DIV/0! | 0 | 0 | 689.8061 | 129380.129 | #DIV/0! | #DIV/0! | #DIV/0! | 0 | 0 | 689.8061 | #DIV/0! | #DIV/0! | #DIV/0! | #DIV/0!
High Fire | 0 | Btu/Hr | 80 | 80 | 0 | 0 | 689.8061 | 129380.129 | #DIV/0! | #DIV/0! | #DIV/0! | 0 | 0 | 689.8061 | 129380.129 | #DIV/0! | #DIV/0! | #DIV/0! | 0 | 0 | 689.8061 | 129380.129 | #DIV/0! | #DIV/0! | #DIV/0! | 0 | 0 | 689.8061 | #DIV/0! | #DIV/0! | #DIV/0! | #DIV/0!
Burner Cycles | 0 | Cycles | 85 | 100 | 0 | 0 | 648.8714 | 107686.7941 | #DIV/0! | #DIV/0! | #DIV/0! | 0 | 0 | 648.8714 | 107686.7941 | #DIV/0! | #DIV/0! | #DIV/0! | 0 | 0 | 648.8714 | 107686.7941 | #DIV/0! | #DIV/0! | #DIV/0! | 0 | 0 | 648.8714 | #DIV/0! | #DIV/0! | #DIV/0! | #DIV/0!
Burner Hours | 0 | Hrs. | 90 | 105 | 0 | 0 | 638.2277 | 102473.924 | #DIV/0! | #DIV/0! | #DIV/0! | 0 | 0 | 638.2277 | 102473.924 | #DIV/0! | #DIV/0! | #DIV/0! | 0 | 0 | 638.2277 | 102473.924 | #DIV/0! | #DIV/0! | #DIV/0! | 0 | 0 | 638.2277 | #DIV/0! | #DIV/0! | #DIV/0! | #DIV/0!
System Hours | 0 | Hrs.
Cycles/Year | #DIV/0! | Cycles/yr
Time downtime between cycles | #DIV/0! | min
Prepurge Time | 30 | Sec.
Post Purge Time | 60 | Sec.
Cycle on press. | 14.7 | PSI
Cycle off press. | 19.7 | PSI
Combustion air flow | 0 | CFM
Blower Opening | 1 | ft^2
Opening Effectiveness | 0.65
Stack Height: | 20 | ft
Cycle off Temp. | 258.2248 | F
Cycle on Temp. | 249.1088 | F
Boiler 3 | 0 | HP
High Fire | 0 | Btu/Hr
Burner Cycles | 0 | Cycles
Burner Hours | 0 | hrs
System Hours | 0
Cycles/Year | #DIV/0! | Cycles/yr
Time downtime between cycles | #DIV/0! | min
Prepurge Time | 30 | Sec.
Post Purge Time | 60 | Sec.
Cycle on press. | 14.7 | PSI
Cycle off press. | 19.7 | PSI
Combustion air flow | 0 | CFM
Blower Opening | 1 | ft^2
Opening Effectiveness | 0.65
Stack Height: | 20 | ft
Cycle off Temp. | 258.2248 | F
Cycle on Temp. | 249.1088 | F
Boiler 4 | 0 | HP
High Fire | 0 | Btu/Hr
Burner Cycles | 0 | Cycles
Burner Hours | 0 | hrs
System Hours | 0
Cycles/Year | #DIV/0! | Cycles/yr
Time downtime between cycles | #DIV/0! | min
Prepurge Time | 30 | Sec.
Post Purge Time | 60 | Sec.
Cycle on press. | 14.7 | PSI
Cycle off press. | 19.7 | PSI
Combustion air flow | 0 | CFM
Blower Opening | 1 | ft^2
Opening Effectiveness | 0.65
Stack Height: | 20 | ft
Cycle off Temp. | 258.2248 | F
Cycle on Temp. | 249.1088 | F

## Proposed Cycling Losses (hidden)
CYCLING EFFICIENCY ANALYSIS
Proposed |  |  | Boiler 1 | [9 empty] | Boiler 2 | [7 empty] | Boiler 3 | [7 empty] | Boiler 4
Boiler 1 | 0 | HP | OA Temp | Indoor Air Temp | Prepurge Loss | Postpurge Loss | Draft | Off Cycle Loss | Purging Loss | Downtime between Cycles | Off Cycle Loss | Total Cycle Loss | Prepurge Loss | Postpurge Loss | Draft | Off Cycle Loss | Purging Loss | Downtime between Cycles | Off Cycle Loss | Total Cycle Loss | Prepurge Loss | Postpurge Loss | Draft | Off Cycle Loss | Purging Loss | Downtime between Cycles | Off Cycle Loss | Total Cycle Loss | Prepurge Loss | Postpurge Loss | Draft | Off Cycle Loss | Purging Loss | Downtime between Cycles | Off Cycle Loss | Total Cycle Loss
High Fire | 0 | Btu/Hr | -10 | 60 | 0 | 0 | 728.4441 | 152361.4656 | #DIV/0! | #DIV/0! | #DIV/0! | #DIV/0! | 0 | 0 | #REF! | #REF! | 0% | #DIV/0! | #REF! | #REF! | 0 | 0 | 728.4441 | 152361.4656 | 0% | #DIV/0! | #DIV/0! | #DIV/0! | 0 | 0 | 728.4441 | 152361.4656 | 0% | #DIV/0! | #DIV/0! | #DIV/0!
Annual Hours | 0 | Hrs. | -5 | 60 | 0 | 0 | 728.4441 | 152361.4656 | #DIV/0! | #DIV/0! | #DIV/0! | #DIV/0! | 0 | 0 | #REF! | #REF! | 0% | #DIV/0! | #REF! | #REF! | 0 | 0 | 728.4441 | 152361.4656 | 0% | #DIV/0! | #DIV/0! | #DIV/0! | 0 | 0 | 728.4441 | 152361.4656 | 0% | #DIV/0! | #DIV/0! | #DIV/0!
Annual Heating Hours | 0 | Hrs. | 0 | 60 | 0 | 0 | 728.4441 | 152361.4656 | #DIV/0! | #DIV/0! | #DIV/0! | #DIV/0! | 0 | 0 | 833.682 | 174373.0518 | 0% | #DIV/0! | #DIV/0! | #DIV/0! | 0 | 0 | 728.4441 | 152361.4656 | 0% | #DIV/0! | #DIV/0! | #DIV/0! | 0 | 0 | 728.4441 | 152361.4656 | 0% | #DIV/0! | #DIV/0! | #DIV/0!
"On" Hours | #DIV/0! | Hrs. | 5 | 60 | 0 | 0 | 728.4441 | 152361.4656 | #DIV/0! | #DIV/0! | #DIV/0! | #DIV/0! | 0 | 0 | 833.682 | 174373.0518 | 0% | #DIV/0! | #DIV/0! | #DIV/0! | 0 | 0 | 728.4441 | 152361.4656 | 0% | #DIV/0! | #DIV/0! | #DIV/0! | 0 | 0 | 728.4441 | 152361.4656 | 0% | #DIV/0! | #DIV/0! | #DIV/0!
Prepurge Time | 30 | Sec. | 10 | 60 | 0 | 0 | 728.4441 | 152361.4656 | #DIV/0! | #DIV/0! | #DIV/0! | #DIV/0! | 0 | 0 | 833.682 | 174373.0518 | 0% | #DIV/0! | #DIV/0! | #DIV/0! | 0 | 0 | 728.4441 | 152361.4656 | 0% | #DIV/0! | #DIV/0! | #DIV/0! | 0 | 0 | 728.4441 | 152361.4656 | 0% | #DIV/0! | #DIV/0! | #DIV/0!
Post Purge Time | 60 | Sec. | 15 | 60 | 0 | 0 | 728.4441 | 152361.4656 | #DIV/0! | #DIV/0! | #DIV/0! | #DIV/0! | 0 | 0 | 833.682 | 174373.0518 | 0% | #DIV/0! | #DIV/0! | #DIV/0! | 0 | 0 | 728.4441 | 152361.4656 | 0% | #DIV/0! | #DIV/0! | #DIV/0! | 0 | 0 | 728.4441 | 152361.4656 | 0% | #DIV/0! | #DIV/0! | #DIV/0!
Cycle on press. | 14.7 | PSI | 20 | 60 | 0 | 0 | 728.4441 | 152361.4656 | #DIV/0! | #DIV/0! | #DIV/0! | #DIV/0! | 0 | 0 | 833.682 | 174373.0518 | 0% | #DIV/0! | #DIV/0! | #DIV/0! | 0 | 0 | 728.4441 | 152361.4656 | 0% | #DIV/0! | #DIV/0! | #DIV/0! | 0 | 0 | 728.4441 | 152361.4656 | 0% | #DIV/0! | #DIV/0! | #DIV/0!
Cycle off press. | 19.7 | PSI | 25 | 60 | 0 | 0 | 728.4441 | 152361.4656 | #DIV/0! | #DIV/0! | #DIV/0! | #DIV/0! | 0 | 0 | 833.682 | 174373.0518 | 0% | #DIV/0! | #DIV/0! | #DIV/0! | 0 | 0 | 728.4441 | 152361.4656 | 0% | #DIV/0! | #DIV/0! | #DIV/0! | 0 | 0 | 728.4441 | 152361.4656 | 0% | #DIV/0! | #DIV/0! | #DIV/0!
Combustion air flow | 0 | CFM | 30 | 60 | 0 | 0 | 728.4441 | 152361.4656 | #DIV/0! | #DIV/0! | #DIV/0! | #DIV/0! | 0 | 0 | 833.682 | 174373.0518 | 0% | #DIV/0! | #DIV/0! | #DIV/0! | 0 | 0 | 728.4441 | 152361.4656 | 0% | #DIV/0! | #DIV/0! | #DIV/0! | 0 | 0 | 728.4441 | 152361.4656 | 0% | #DIV/0! | #DIV/0! | #DIV/0!
Blower Opening | 1 | ft^2 | 35 | 60 | 0 | 0 | 728.4441 | 152361.4656 | #DIV/0! | #DIV/0! | #DIV/0! | #DIV/0! | 0 | 0 | 833.682 | 174373.0518 | 0% | #DIV/0! | #DIV/0! | #DIV/0! | 0 | 0 | 728.4441 | 152361.4656 | 0% | #DIV/0! | #DIV/0! | #DIV/0! | 0 | 0 | 728.4441 | 152361.4656 | 0% | #DIV/0! | #DIV/0! | #DIV/0!
Opening Effectiveness | 0.65 |  | 40 | 60 | 0 | 0 | 728.4441 | 152361.4656 | #DIV/0! | #DIV/0! | #DIV/0! | #DIV/0! | 0 | 0 | 833.682 | 174373.0518 | 0% | #DIV/0! | #DIV/0! | #DIV/0! | 0 | 0 | 728.4441 | 152361.4656 | 0% | #DIV/0! | #DIV/0! | #DIV/0! | 0 | 0 | 728.4441 | 152361.4656 | 0% | #DIV/0! | #DIV/0! | #DIV/0!
Stack Height: | 20 | ft | 45 | 80 | 0 | 0 | 689.8061 | 129380.129 | #DIV/0! | #DIV/0! | #DIV/0! | #DIV/0! | 0 | 0 | 833.682 | 156365.5201 | 0% | #DIV/0! | #DIV/0! | #DIV/0! | 0 | 0 | 689.8061 | 129380.129 | 0% | #DIV/0! | #DIV/0! | #DIV/0! | 0 | 0 | 689.8061 | 129380.129 | 0% | #DIV/0! | #DIV/0! | #DIV/0!
Cycle off Temp. | 258.2248 | F | 50 | 80 | 0 | 0 | 689.8061 | 129380.129 | #DIV/0! | #DIV/0! | #DIV/0! | #DIV/0! | 0 | 0 | 833.682 | 156365.5201 | 0% | #DIV/0! | #DIV/0! | #DIV/0! | 0 | 0 | 689.8061 | 129380.129 | 0% | #DIV/0! | #DIV/0! | #DIV/0! | 0 | 0 | 689.8061 | 129380.129 | 0% | #DIV/0! | #DIV/0! | #DIV/0!
Cycle on Temp. | 249.1088 | F | 55 | 80 | 0 | 0 | 689.8061 | 129380.129 | #DIV/0! | #DIV/0! | #DIV/0! | #DIV/0! | 0 | 0 | 833.682 | 156365.5201 | 0% | #DIV/0! | #DIV/0! | #DIV/0! | 0 | 0 | 689.8061 | 129380.129 | 0% | #DIV/0! | #DIV/0! | #DIV/0! | 0 | 0 | 689.8061 | 129380.129 | 0% | #DIV/0! | #DIV/0! | #DIV/0!
|  |  | 60 | 80 | 0 | 0 | 689.8061 | 129380.129 | #DIV/0! | #DIV/0! | #DIV/0! | #DIV/0! | 0 | 0 | 833.682 | 156365.5201 | 0% | #DIV/0! | #DIV/0! | #DIV/0! | 0 | 0 | 689.8061 | 129380.129 | 0% | #DIV/0! | #DIV/0! | #DIV/0! | 0 | 0 | 689.8061 | 129380.129 | 0% | #DIV/0! | #DIV/0! | #DIV/0!
Boiler 2 | 0 | HP | 65 | 80 | 0 | 0 | 689.8061 | 129380.129 | #DIV/0! | #DIV/0! | #DIV/0! | #DIV/0! | 0 | 0 | 833.682 | 156365.5201 | 0% | #DIV/0! | #DIV/0! | #DIV/0! | 0 | 0 | 689.8061 | 129380.129 | 0% | #DIV/0! | #DIV/0! | #DIV/0! | 0 | 0 | 689.8061 | 129380.129 | 0% | #DIV/0! | #DIV/0! | #DIV/0!
High Fire | 0 | Btu/Hr | 70 | 80 | 0 | 0 | 689.8061 | 129380.129 | #DIV/0! | #DIV/0! | #DIV/0! | #DIV/0! | 0 | 0 | 833.682 | 156365.5201 | 0% | #DIV/0! | #DIV/0! | #DIV/0! | 0 | 0 | 689.8061 | 129380.129 | 0% | #DIV/0! | #DIV/0! | #DIV/0! | 0 | 0 | 689.8061 | 129380.129 | 0% | #DIV/0! | #DIV/0! | #DIV/0!
Annual Hours | 0 | Hrs. | 75 | 80 | 0 | 0 | 689.8061 | 129380.129 | #DIV/0! | #DIV/0! | #DIV/0! | #DIV/0! | 0 | 0 | 833.682 | 156365.5201 | 0% | #DIV/0! | #DIV/0! | #DIV/0! | 0 | 0 | 689.8061 | 129380.129 | 0% | #DIV/0! | #DIV/0! | #DIV/0! | 0 | 0 | 689.8061 | 129380.129 | 0% | #DIV/0! | #DIV/0! | #DIV/0!
Annual Heating Hours | 0 | Hrs. | 80 | 80 | 0 | 0 | 689.8061 | 129380.129 | #DIV/0! | #DIV/0! | #DIV/0! | #DIV/0! | 0 | 0 | 833.682 | 156365.5201 | 0% | #DIV/0! | #DIV/0! | #DIV/0! | 0 | 0 | 689.8061 | 129380.129 | 0% | #DIV/0! | #DIV/0! | #DIV/0! | 0 | 0 | 689.8061 | 129380.129 | 0% | #DIV/0! | #DIV/0! | #DIV/0!
"On" Hours | #DIV/0! | Hrs. | 85 | 85 | 0 | 0 | 679.8035 | 123833.1113 | #DIV/0! | #DIV/0! | #DIV/0! | #DIV/0! | 0 | 0 | 833.682 | 151863.6372 | 0% | #DIV/0! | #DIV/0! | #DIV/0! | 0 | 0 | 679.8035 | 123833.1113 | 0% | #DIV/0! | #DIV/0! | #DIV/0! | 0 | 0 | 679.8035 | 123833.1113 | 0% | #DIV/0! | #DIV/0! | #DIV/0!
Prepurge Time | 30 | Sec. | 90 | 90 | 0 | 0 | 669.6516 | 118367.7149 | #DIV/0! | #DIV/0! | #DIV/0! | #DIV/0! | 0 | 0 | 833.682 | 147361.7543 | 0% | #DIV/0! | #DIV/0! | #DIV/0! | 0 | 0 | 669.6516 | 118367.7149 | 0% | #DIV/0! | #DIV/0! | #DIV/0! | 0 | 0 | 669.6516 | 118367.7149 | 0% | #DIV/0! | #DIV/0! | #DIV/0!
Post Purge Time | 60 | Sec.
Cycle on press. | 14.7 | PSI
Cycle off press. | 19.7 | PSI
Combustion air flow | 0 | CFM
Blower Opening | 1 | ft^2
Opening Effectiveness | 0.65
Stack Height: | 20 | ft
Cycle off Temp. | 258.2248 | F
Cycle on Temp. | 249.1088 | F
Boiler 3 | 0 | HP
High Fire | 0 | Btu/Hr
Annual Hours | 0 | Hrs.
Annual Heating Hours | 0 | Hrs.
"On" Hours | #DIV/0! | Hrs.
Prepurge Time | 30 | Sec.
Post Purge Time | 60 | Sec.
Cycle on press. | 14.7 | PSI
Cycle off press. | 19.7 | PSI
Combustion air flow | 0 | CFM
Blower Opening | 1 | ft^2
Opening Effectiveness | 0.65
Stack Height: | 20 | ft
Cycle off Temp. | 258.2248 | F
Cycle on Temp. | 249.1088 | F
Boiler 3 | 0 | HP
High Fire | 0 | Btu/Hr
Annual Hours | 0 | Hrs.
Annual Heating Hours | 0 | Hrs.
"On" Hours | #DIV/0! | Hrs.
Prepurge Time | 30 | Sec.
Post Purge Time | 60 | Sec.
Cycle on press. | 14.7 | PSI
Cycle off press. | 19.7 | PSI
Combustion air flow | 0 | CFM
Blower Opening | 1 | ft^2
Opening Effectiveness | 0.65
Stack Height: | 20 | ft
Cycle off Temp. | 258.2248 | F
Cycle on Temp. | 249.1088 | F

## Radiation Losses (hidden)
Chicago O'Hare |  | Baseline | [7 empty] | Proposed
|  | Boiler # |  | Boiler # |  | Boiler # |  | Boiler # |  | Boiler # |  | Boiler # |  | Boiler # |  | Boiler #
|  | 0 | MMBtu | 0 | MMBtu | 0 | MMBtu | 0 | MMBtu | 0 | MMBtu | 0 | MMBtu | 0 | MMBtu | 0 | MMBtu
OAT | Hrs at Range | Part-Load (%) | Losses (%) | Part-Load (%) | Losses (%) | Part-Load (%) | Losses (%) | Part-Load (%) | Losses (%) | Part-Load (%) | Losses (%) | Part-Load (%) | Losses (%) | Part-Load (%) | Losses (%) | Part-Load (%) | Losses (%)
-10 | 7 | 0% | #N/A | 0% | #N/A | 0% | #N/A | 0% | #N/A | #DIV/0! | #DIV/0! | #DIV/0! | #DIV/0! | #DIV/0! | #DIV/0! | #DIV/0! | #DIV/0!
-5 | 9 | 0% | #N/A | 0% | #N/A | 0% | #N/A | 0% | #N/A | #DIV/0! | #DIV/0! | #DIV/0! | #DIV/0! | #DIV/0! | #DIV/0! | #DIV/0! | #DIV/0!
0 | 67 | 0% | #N/A | 0% | #N/A | 0% | #N/A | 0% | #N/A | #DIV/0! | #DIV/0! | #DIV/0! | #DIV/0! | #DIV/0! | #DIV/0! | #DIV/0! | #DIV/0!
5 | 82 | 0% | #N/A | 0% | #N/A | 0% | #N/A | 0% | #N/A | #DIV/0! | #DIV/0! | #DIV/0! | #DIV/0! | #DIV/0! | #DIV/0! | #DIV/0! | #DIV/0!
10 | 116 | 0% | #N/A | 0% | #N/A | 0% | #N/A | 0% | #N/A | #DIV/0! | #DIV/0! | #DIV/0! | #DIV/0! | #DIV/0! | #DIV/0! | #DIV/0! | #DIV/0!
15 | 210 | 0% | #N/A | 0% | #N/A | 0% | #N/A | 0% | #N/A | #DIV/0! | #DIV/0! | #DIV/0! | #DIV/0! | #DIV/0! | #DIV/0! | #DIV/0! | #DIV/0!
20 | 238 | 0% | #N/A | 0% | #N/A | 0% | #N/A | 0% | #N/A | #DIV/0! | #DIV/0! | #DIV/0! | #DIV/0! | #DIV/0! | #DIV/0! | #DIV/0! | #DIV/0!
25 | 491 | 0% | #N/A | 0% | #N/A | 0% | #N/A | 0% | #N/A | #DIV/0! | #DIV/0! | #DIV/0! | #DIV/0! | #DIV/0! | #DIV/0! | #DIV/0! | #DIV/0!
30 | 558 | 0% | #N/A | 0% | #N/A | 0% | #N/A | 0% | #N/A | #DIV/0! | #DIV/0! | #DIV/0! | #DIV/0! | #DIV/0! | #DIV/0! | #DIV/0! | #DIV/0!
35 | 503 | 0% | #N/A | 0% | #N/A | 0% | #N/A | 0% | #N/A | #DIV/0! | #DIV/0! | #DIV/0! | #DIV/0! | #DIV/0! | #DIV/0! | #DIV/0! | #DIV/0!
40 | 546 | 0% | #N/A | 0% | #N/A | 0% | #N/A | 0% | #N/A | #DIV/0! | #DIV/0! | #DIV/0! | #DIV/0! | #DIV/0! | #DIV/0! | #DIV/0! | #DIV/0!
45 | 525 | 0% | #N/A | 0% | #N/A | 0% | #N/A | 0% | #N/A | #DIV/0! | #DIV/0! | #DIV/0! | #DIV/0! | #DIV/0! | #DIV/0! | #DIV/0! | #DIV/0!
50 | 583 | 0% | #N/A | 0% | #N/A | 0% | #N/A | 0% | #N/A | #DIV/0! | #DIV/0! | #DIV/0! | #DIV/0! | #DIV/0! | #DIV/0! | #DIV/0! | #DIV/0!
55 | 674 | 0% | #N/A | 0% | #N/A | 0% | #N/A | 0% | #N/A | #DIV/0! | #DIV/0! | #DIV/0! | #DIV/0! | #DIV/0! | #DIV/0! | #DIV/0! | #DIV/0!
60 | 717 | 0% | #N/A | 0% | #N/A | 0% | #N/A | 0% | #N/A | #DIV/0! | #DIV/0! | #DIV/0! | #DIV/0! | #DIV/0! | #DIV/0! | #DIV/0! | #DIV/0!
65 | 767 | 0% | #N/A | 0% | #N/A | 0% | #N/A | 0% | #N/A | #DIV/0! | #DIV/0! | #DIV/0! | #DIV/0! | #DIV/0! | #DIV/0! | #DIV/0! | #DIV/0!
70 | 847 | 0% | #N/A | 0% | #N/A | 0% | #N/A | 0% | #N/A | #DIV/0! | #DIV/0! | #DIV/0! | #DIV/0! | #DIV/0! | #DIV/0! | #DIV/0! | #DIV/0!
75 | 751 | 0% | #N/A | 0% | #N/A | 0% | #N/A | 0% | #N/A | #DIV/0! | #DIV/0! | #DIV/0! | #DIV/0! | #DIV/0! | #DIV/0! | #DIV/0! | #DIV/0!
80 | 541 | 0% | #N/A | 0% | #N/A | 0% | #N/A | 0% | #N/A | #DIV/0! | #DIV/0! | #DIV/0! | #DIV/0! | #DIV/0! | #DIV/0! | #DIV/0! | #DIV/0!
85 | 312 | 0% | #N/A | 0% | #N/A | 0% | #N/A | 0% | #N/A | #DIV/0! | #DIV/0! | #DIV/0! | #DIV/0! | #DIV/0! | #DIV/0! | #DIV/0! | #DIV/0!
90 | 171 | 0% | #N/A | 0% | #N/A | 0% | #N/A | 0% | #N/A | #DIV/0! | #DIV/0! | #DIV/0! | #DIV/0! | #DIV/0! | #DIV/0! | #DIV/0! | #DIV/0!

## DOE Stack Loss Data (hidden)
Flue Gas Temperature -- Combustion Air Temeperature (ºF) | Flue Gas O2 Content
| 1% | 2% | 3% | 4% | 5% | 6% | 7% | 8% | 9% | 10% | 11% | 12% | 13% | 14% | 15% | 16% | 17% | 18% | 19% | 20%
120 | 12.07% | 12.19% | 12.34% | 12.51% | 12.62% | 12.88% | 13.08% | 13.34% | 13.57% | 13.8% | 14.27% | 14.59% | 14.82% | 15.05% | 15.28% | 15.51% | 15.74% | 15.96% | 16.19% | 16.42%
130 | 12.29% | 12.42% | 12.58% | 12.76% | 12.89% | 13.16% | 13.38% | 13.66% | 13.92% | 14.19% | 14.69% | 15.07% | 15.32% | 15.58% | 15.83% | 16.08% | 16.33% | 16.59% | 16.84% | 17.09%
140 | 12.51% | 12.65% | 12.82% | 13.01% | 13.16% | 13.44% | 13.68% | 13.98% | 14.27% | 14.58% | 15.11% | 15.55% | 15.83% | 16.1% | 16.38% | 16.66% | 16.93% | 17.21% | 17.48% | 17.76%
150 | 12.73% | 12.88% | 13.06% | 13.26% | 13.43% | 13.72% | 13.98% | 14.3% | 14.62% | 14.97% | 15.53% | 16.03% | 16.33% | 16.63% | 16.93% | 17.23% | 17.53% | 17.83% | 18.13% | 18.43%
160 | 12.95% | 13.11% | 13.3% | 13.51% | 13.7% | 14% | 14.28% | 14.62% | 14.97% | 15.36% | 15.95% | 16.51% | 16.83% | 17.16% | 17.48% | 17.8% | 18.13% | 18.45% | 18.78% | 19.1%
170 | 13.17% | 13.34% | 13.54% | 13.76% | 13.97% | 14.28% | 14.58% | 14.94% | 15.32% | 15.75% | 16.37% | 16.99% | 17.34% | 17.68% | 18.03% | 18.38% | 18.73% | 19.07% | 19.42% | 19.77%
180 | 13.39% | 13.57% | 13.78% | 14.01% | 14.24% | 14.56% | 14.88% | 15.26% | 15.67% | 16.14% | 16.79% | 17.47% | 17.84% | 18.21% | 18.58% | 18.95% | 19.32% | 19.7% | 20.07% | 20.44%
190 | 13.61% | 13.8% | 14.02% | 14.26% | 14.51% | 14.84% | 15.18% | 15.58% | 16.02% | 16.53% | 17.21% | 17.95% | 18.34% | 18.74% | 19.13% | 19.53% | 19.92% | 20.32% | 20.71% | 21.11%
200 | 13.83% | 14.03% | 14.26% | 14.51% | 14.78% | 15.12% | 15.48% | 15.9% | 16.37% | 16.92% | 17.63% | 18.43% | 18.85% | 19.27% | 19.68% | 20.1% | 20.52% | 20.94% | 21.36% | 21.78%
210 | 14.05% | 14.26% | 14.5% | 14.76% | 15.05% | 15.4% | 15.78% | 16.22% | 16.72% | 17.31% | 18.05% | 18.91% | 19.35% | 19.79% | 20.24% | 20.68% | 21.12% | 21.56% | 22% | 22.44%
220 | 14.27% | 14.49% | 14.74% | 15.01% | 15.32% | 15.68% | 16.08% | 16.54% | 17.07% | 17.7% | 18.47% | 19.39% | 19.86% | 20.32% | 20.79% | 21.25% | 21.72% | 22.18% | 22.65% | 23.11%
230 | 14.49% | 14.72% | 14.98% | 15.26% | 15.59% | 15.96% | 16.38% | 16.86% | 17.42% | 18.09% | 18.89% | 19.87% | 20.36% | 20.85% | 21.34% | 21.83% | 22.32% | 22.8% | 23.29% | 23.78%
240 | 14.71% | 14.95% | 15.22% | 15.52% | 15.86% | 16.24% | 16.68% | 17.18% | 17.78% | 18.48% | 19.31% | 20.34% | 20.85% | 21.36% | 21.87% | 22.38% | 22.89% | 23.41% | 23.92% | 24.43%
250 | 14.92% | 15.17% | 15.46% | 15.77% | 16.12% | 16.52% | 16.98% | 17.51% | 18.13% | 18.86% | 19.73% | 20.8% | 21.33% | 21.87% | 22.4% | 22.94% | 23.47% | 24.01% | 24.54% | 25.08%
260 | 15.14% | 15.4% | 15.7% | 16.02% | 16.39% | 16.81% | 17.29% | 17.84% | 18.48% | 19.24% | 20.15% | 21.27% | 21.82% | 22.38% | 22.94% | 23.49% | 24.05% | 24.61% | 25.16% | 25.72%
270 | 15.36% | 15.63% | 15.94% | 16.28% | 16.66% | 17.1% | 17.59% | 18.16% | 18.83% | 19.62% | 20.57% | 21.73% | 22.31% | 22.89% | 23.47% | 24.05% | 24.63% | 25.2% | 25.78% | 26.36%
280 | 15.57% | 15.86% | 16.18% | 16.54% | 16.93% | 17.39% | 17.89% | 18.49% | 19.18% | 20% | 21% | 22.19% | 22.8% | 23.4% | 24% | 24.6% | 25.2% | 25.81% | 26.41% | 27.01%
290 | 15.79% | 16.09% | 16.42% | 16.79% | 17.2% | 17.67% | 18.2% | 18.82% | 19.54% | 20.39% | 21.42% | 22.66% | 23.28% | 23.91% | 24.53% | 25.16% | 25.78% | 26.41% | 27.03% | 27.66%
300 | 16.01% | 16.32% | 16.66% | 17.04% | 17.47% | 17.95% | 18.51% | 19.15% | 19.9% | 20.77% | 21.84% | 23.13% | 23.78% | 24.42% | 25.07% | 25.72% | 26.37% | 27.01% | 27.66% | 28.31%
310 | 16.23% | 16.55% | 16.9% | 17.29% | 17.74% | 18.24% | 18.82% | 19.48% | 20.25% | 21.16% | 22.26% | 23.6% | 24.27% | 24.94% | 25.61% | 26.28% | 26.95% | 27.62% | 28.29% | 28.96%
320 | 16.45% | 16.78% | 17.14% | 17.55% | 18.01% | 18.53% | 19.12% | 19.81% | 20.61% | 21.55% | 22.68% | 24.07% | 24.76% | 25.46% | 26.15% | 26.84% | 27.53% | 28.23% | 28.92% | 29.61%
330 | 16.67% | 17.01% | 17.38% | 17.81% | 18.28% | 18.82% | 19.43% | 20.14% | 20.96% | 21.94% | 23.11% | 24.54% | 25.26% | 25.97% | 26.69% | 27.4% | 28.12% | 28.83% | 29.55% | 30.26%
340 | 16.89% | 17.24% | 17.62% | 18.06% | 18.55% | 19.11% | 19.73% | 20.47% | 21.32% | 22.32% | 23.54% | 25.01% | 25.75% | 26.49% | 27.22% | 27.96% | 28.7% | 29.44% | 30.18% | 30.92%
350 | 17.11% | 17.47% | 17.87% | 18.32% | 18.82% | 19.39% | 20.04% | 20.8% | 21.68% | 22.71% | 23.96% | 25.48% | 26.24% | 27% | 27.76% | 28.52% | 29.28% | 30.05% | 30.81% | 31.57%
360 | 17.33% | 17.7% | 18.11% | 18.57% | 19.09% | 19.68% | 20.35% | 21.13% | 22.04% | 23.1% | 24.39% | 25.96% | 26.74% | 27.52% | 28.31% | 29.09% | 29.88% | 30.66% | 31.44% | 32.23%
370 | 17.55% | 17.93% | 18.36% | 18.83% | 19.36% | 19.97% | 20.66% | 21.46% | 22.39% | 23.49% | 24.81% | 26.43% | 27.24% | 28.04% | 28.85% | 29.66% | 30.47% | 31.27% | 32.08% | 32.89%
380 | 17.77% | 18.16% | 18.6% | 19.09% | 19.63% | 20.26% | 20.97% | 21.79% | 22.75% | 23.88% | 25.24% | 26.9% | 27.73% | 28.56% | 29.39% | 30.22% | 31.05% | 31.88% | 32.71% | 33.54%
390 | 17.99% | 18.39% | 18.84% | 19.35% | 19.91% | 20.55% | 21.28% | 22.12% | 23.11% | 24.27% | 25.67% | 27.37% | 28.22% | 29.08% | 29.93% | 30.78% | 31.63% | 32.49% | 33.34% | 34.19%
400 | 18.21% | 18.62% | 19.09% | 19.61% | 20.18% | 20.84% | 21.59% | 22.45% | 23.47% | 24.66% | 26.1% | 27.84% | 28.72% | 29.6% | 30.47% | 31.35% | 32.22% | 33.1% | 33.98% | 34.85%
410 | 18.43% | 18.86% | 19.33% | 19.86% | 20.46% | 21.13% | 21.9% | 22.79% | 23.83% | 25.05% | 26.52% | 28.32% | 29.22% | 30.12% | 31.02% | 31.92% | 32.82% | 33.71% | 34.61% | 35.51%
420 | 18.66% | 19.09% | 19.57% | 20.12% | 20.73% | 21.42% | 22.21% | 23.12% | 24.19% | 25.44% | 26.95% | 28.8% | 29.72% | 30.64% | 31.56% | 32.48% | 33.4% | 34.33% | 35.25% | 36.17%
430 | 18.88% | 19.32% | 19.82% | 20.38% | 21% | 21.71% | 22.52% | 23.46% | 24.55% | 25.83% | 27.38% | 29.27% | 30.21% | 31.16% | 32.1% | 33.05% | 33.99% | 34.94% | 35.88% | 36.83%
440 | 19.1% | 19.55% | 20.06% | 20.64% | 21.27% | 22% | 22.83% | 23.79% | 24.91% | 26.22% | 27.81% | 29.74% | 30.71% | 31.68% | 32.65% | 33.62% | 34.58% | 35.55% | 36.52% | 37.49%
450 | 19.32% | 19.79% | 20.31% | 20.9% | 21.55% | 22.29% | 23.14% | 24.12% | 25.27% | 26.62% | 28.24% | 30.22% | 31.21% | 32.2% | 33.19% | 34.18% | 35.17% | 36.17% | 37.16% | 38.15%
460 | 19.55% | 20.02% | 20.55% | 21.16% | 21.82% | 22.59% | 23.45% | 24.45% | 25.63% | 27.02% | 28.67% | 30.7% | 31.71% | 32.73% | 33.74% | 34.76% | 35.77% | 36.78% | 37.8% | 38.81%
470 | 19.77% | 20.26% | 20.8% | 21.41% | 22.1% | 22.88% | 23.77% | 24.79% | 25.99% | 27.41% | 29.1% | 31.18% | 32.22% | 33.25% | 34.29% | 35.33% | 36.37% | 37.4% | 38.44% | 39.48%
480 | 19.99% | 20.5% | 21.05% | 21.67% | 22.38% | 23.17% | 24.08% | 25.13% | 26.35% | 27.8% | 29.54% | 31.66% | 32.72% | 33.78% | 34.84% | 35.9% | 36.96% | 38.02% | 39.08% | 40.14%
490 | 20.21% | 20.73% | 21.3% | 21.93% | 22.65% | 23.46% | 24.39% | 25.47% | 26.72% | 28.19% | 29.97% | 32.13% | 33.21% | 34.3% | 35.38% | 36.46% | 37.55% | 38.63% | 39.72% | 40.8%
500 | 20.43% | 20.96% | 21.54% | 22.2% | 22.92% | 23.76% | 24.7% | 25.8% | 27.08% | 28.59% | 30.4% | 32.61% | 33.72% | 34.82% | 35.93% | 37.04% | 38.14% | 39.25% | 40.36% | 41.46%
510 | 20.66% | 21.2% | 21.79% | 22.46% | 23.2% | 24.05% | 25.02% | 26.14% | 27.44% | 28.98% | 30.83% | 33.09% | 34.22% | 35.35% | 36.48% | 37.61% | 38.74% | 39.87% | 41% | 42.13%

## AMBA Radiation Loss Chart (hidden)
From AMBA Standard Radiation Loss Chart
Max. Boiler Outut |  | Firing Rate
BoHP | MMBtu/Hr | 20% | 40% | 50% | 60% | 80% | 100% | 110%
83.6875 | 2.5 | 10.75 | 5.38 | 4.3 | 3.59 | 2.69 | 2.15 | 0.43
167.375 | 5 | 9.375 | 4.69 | 3.75 | 3.13 | 2.345 | 1.875 | 0.375
334.75 | 10 | 8 | 4 | 3.2 | 2.67 | 2 | 1.6 | 0.32
669.5 | 20 | 5.25 | 2.62 | 2.1 | 1.75 | 1.31 | 1.05 | 0.21
1004.25 | 30 | 4.2 | 2.1 | 1.68 | 1.4 | 1.05 | 0.84 | 0.168
1339 | 40 | 3.65 | 1.82 | 1.46 | 1.22 | 0.91 | 0.73 | 0.146
1673.75 | 50 | 3.3 | 1.65 | 1.32 | 1.1 | 0.82 | 0.66 | 0.132
2008.5 | 60 | 3.1 | 1.55 | 1.24 | 1.03 | 0.78 | 0.62 | 0.124
2343.25 | 70 | 2.95 | 1.48 | 1.18 | 0.98 | 0.74 | 0.59 | 0.118
2678 | 80 | 2.8 | 1.4 | 1.12 | 0.93 | 0.7 | 0.56 | 0.112
3012.75 | 90 | 2.7 | 1.35 | 1.08 | 0.9 | 0.68 | 0.54 | 0.108
3347.5 | 100 | 2.6 | 1.3 | 1.04 | 0.87 | 0.65 | 0.52 | 0.104
4017 | 120 | 2.4 | 1.2 | 0.96 | 0.8 | 0.6 | 0.48 | 0.096
4686.5 | 140 | 2.25 | 1.12 | 0.9 | 0.75 | 0.56 | 0.45 | 0.09
5356 | 160 | 2.15 | 1.08 | 0.86 | 0.72 | 0.54 | 0.43 | 0.086
6025.5 | 180 | 2 | 1 | 0.8 | 0.67 | 0.5 | 0.4 | 0.08
6695 | 200 | 1.9 | 0.95 | 0.76 | 0.63 | 0.48 | 0.38 | 0.076

## H2O P sat (hidden)
p | T | vf | vg | uf | ug | hf | hg | sf | sg
1 | 101.7 | 0.016136 | 333.6 | 69.74 | 1044 | 69.74 | 1105.8 | 13266 | 1.9779
2 | 126.04 | 0.01623 | 173.75 | 94.02 | 1051.8 | 94.02 | 1116.1 | 0.17499 | 1.9198
3 | 141.43 | 0.0163 | 118.72 | 109.38 | 1056.6 | 109.39 | 1122.5 | 0.20089 | 1.8861
4 | 152.93 | 0.016358 | 90.64 | 120.88 | 1060.2 | 120.89 | 1127.3 | 0.21983 | 1.8624
5 | 162.21 | 0.016407 | 73.53 | 130.15 | 1063 | 130.17 | 1131 | 0.23486 | 1.8441
6 | 170.03 | 0.016451 | 61.98 | 137.98 | 1065.4 | 138 | 1134.2 | 0.24736 | 1.8292
8 | 182.84 | 0.016526 | 47.35 | 150.81 | 1069.2 | 150.84 | 1139.3 | 0.26754 | 1.8058
10 | 193.19 | 0.01659 | 38.42 | 161.2 | 1072.2 | 161.23 | 1143.3 | 0.28358 | 1.7877
14.696 | 211.99 | 0.016715 | 26.8 | 180.1 | 1077.6 | 180.15 | 1150.5 | 0.31212 | 1.7567
15 | 213.03 | 0.016723 | 26.29 | 181.14 | 1077.9 | 181.19 | 1150.9 | 0.31367 | 1.7551
20 | 227.96 | 0.01683 | 20.09 | 196.19 | 1082 | 196.26 | 1156.4 | 0.3358 | 1.732
25 | 240.08 | 0.016922 | 16.306 | 208.44 | 1085.3 | 208.52 | 1160.7 | 0.35345 | 1.7142
30 | 250.34 | 0.017004 | 13. 748 | 218.84 | 1088 | 218.93 | 1164.3 | 0.36821 | 1.6996
35 | 259.3 | 0.017073 | 11.9 | 227.93 | 1090.3 | 228.04 | 1167.4 | 0.38093 | 1.6873
40 | 267.26 | 0.017146 | 10.501 | 236.03 | 1092.3 | 236.16 | 1170 | 0.39214 | 1.6767
45 | 274.46 | 0.017209 | 9.403 | 243.37 | 1094 | 243.51 | 1172.3 | 0.40218 | 1.6673
50 | 281.03 | 0.017269 | 8.518 | 250.08 | 1095.6 | 250.24 | 1174.4 | 0.41129 | 1.6589
55 | 287.1 | 0.017325 | 7.789 | 256.28 | 1097 | 256.46 | 1176.3 | 0.41963 | 1.6513
60 | 292.73 | 0.017378 | 7.177 | 262.06 | 1098.3 | 262.25 | 1178 | 0.42733 | 1.6444
65 | 298 | 0.017429 | 6.657 | 267.46 | 1099.5 | 267.67 | 1179.6 | 0.4345 | 1.638
70 | 302.96 | 0.017478 | 6.209 | 272.56 | 1100.6 | 272.79 | 1181 | 0.4412 | 1.6321
75 | 307.63 | 0.017524 | 5.818 | 277.37 | 1101.6 | 277.61 | 1182.4 | 0.44749 | 1.6265
80 | 312.07 | 0.01757 | 5.474 | 281.95 | 1102.6 | 282.21 | 1183.6 | 0.45344 | 1.6214
85 | 316.29 | 0.017613 | 5.17 | 286.3 | 1103.5 | 286.58 | 1184.8 | 0.45907 | 1.6165
90 | 320.31 | 0.017655 | 4.898 | 290.46 | 1104.3 | 290.76 | 1185.9 | 0.46442 | 1.6119
95 | 324.16 | 0.017696 | 4.654 | 294.45 | 1105 | 294.76 | 1186.9 | 0.46952 | 1.6076
100 | 327.86 | 0.017736 | 4.434 | 298.28 | 1105.8 | 298.61 | 1187.8 | 0.47439 | 1.6034
110 | 334.82 | 0.017813 | 4.051 | 305.52 | 1107.1 | 305.88 | 1189.6 | 0.48355 | 1.5957
120 | 341.3 | 0.017886 | 3.73 | 312.27 | 1108.3 | 312.67 | 1191.1 | 0.49201 | 1.5886
130 | 347.37 | 0.017957 | 3.457 | 318.61 | 1109.4 | 319.04 | 1192.5 | 0.49989 | 1.5821
140 | 353.08 | 0.018024 | 3.221 | 324.58 | 1110.3 | 325.05 | 1193.8 | 0.50727 | 1.5761
150 | 358.48 | 0.018089 | 3.016 | 330.24 | 1111.2 | 330.75 | 1194.9 | 0.51422 | 1.5704
160 | 363.6 | 0.018152 | 2.836 | 335.63 | 1112 | 336.16 | 1196 | 0.52078 | 1.5651
170 | 368.47 | 0.018214 | 2.676 | 340.76 | 1112.7 | 341.33 | 1196.9 | 0.527 | 1.56
180 | 373.13 | 0.018273 | 2.533 | 345.68 | 1113.4 | 346.29 | 1197.8 | 0.53292 | 1.5553
190 | 377.59 | 0.018331 | 2.405 | 350.39 | 1114 | 351.04 | 1198.6 | 0.53857 | 1.5507
200 | 381.86 | 0.018387 | 2.289 | 354.9 | 1114.6 | 355.6 | 1199.3 | 0.544 | 1.5464
250 | 401.04 | 0.018653 | 1.8448 | 375.4 | 1116.7 | 376.2 | 1202.1 | 0.568 | 1.5274
300 | 417.43 | 0.018896 | 1. 5442 | 393 | 1118.2 | 394.1 | 1203.9 | 0.5883 | 1.5115
350 | 431.82 | 0.019124 | 1.3267 | 408.7 | 1119 | 409.9 | 1204.9 | 0.606 | 1.4978
400 | 444.7 | 0.01934 | 1.162 | 422.8 | 1119.5 | 424.2 | 1205.5 | 0.6218 | 1.4856
450 | 456.39 | 0.019547 | 1.0326 | 435.7 | 1119.6 | 437.4 | 1205.6 | 0.636 | 1.4746
500 | 467.13 | 0.019748 | 0.9283 | 447.7 | 1119.4 | 449.5 | 1205.3 | 0.649 | 1.4645
550 | 477.07 | 0.019943 | 0.8423 | 458.9 | 1119.1 | 460.9 | 1204.8 | 0.6611 | 1.4551
600 | 486.33 | 0.02013 | 0.7702 | 469.4 | 1118.6 | 471.7 | 1204.1 | 0.6723 | 1.4464
700 | 503.23 | 0.02051 | 0.6558 | 488.9 | 1117 | 491.5 | 1202 | 0.6927 | 1.4305
800 | 518.36 | 0.02087 | 0.5691 | 506.6 | 1115 | 509.7 | 1199.3 | 0.711 | 1.416
900 | 532.12 | 0.02123 | 0.5009 | 523 | 1112.6 | 526.6 | 1196 | 0.7277 | 1.4027
1000 | 544.75 | 0.02159 | 0.4459 | 538.4 | 1109.9 | 542.4 | 1192.4 | 0.7432 | 1.3903
1200 | 567.37 | 0.02232 | 0.3623 | 566.7 | 1103.5 | 571.7 | 1183.9 | 0.7712 | 1.3673
1400 | 587.25 | 0.02307 | 0.3016 | 592.7 | 1096 | 598.6 | 1174.1 | 0.7964 | 1.3461
1600 | 605.06 | 0.02386 | 0.2552 | 616.9 | 1087.4 | 624 | 1162.9 | 0.8196 | 1.3258
1800 | 621.21 | 0.02472 | 0.2 183 | 640 | 1077.7 | 648.3 | 1150.4 | 0.8414 | 1.306
2000 | 636 | 0.02565 | 0.18813 | 662.4 | 1066.6 | 671.9 | 1136.3 | 0.8623 | 1.2861
2500 | 668.31 | 0.0286 | 0.13059 | 717.7 | 1031 | 730.9 | 1091.4 | 0.9131 | 1.2327
3000 | 695.52 | 0.03431 | 0.08404 | 783.4 | 968.8 | 802.5 | 1015.5 | 0.9732 | 1.1575
3203.6 | 705.44 | 0.05053 | 0.05053 | 872.6 | 872.6 | 902.5 | 902.5 | 1.058 | 1.058