## Instructions
Custom Incentives: Destratification Fan
Welcome. This document has been prepared by CLEAResult.
The purposes of the calculator is to assist with estimating the proposed therm savings for a destratification fans.
Please note the use of the word estimate as true savings will be evaluated after post installation M&V.
The following steps outline the proper use of this form.
1. Enter all initial parameters on the "Destratification Fan" tab. The necessary items are highlighted in Blue.
2. All required fields must be filled in for savings to be properly displayed.
3. For technical support on this tool, contact Tim McAvoy: Tim.McAvoy@CLEAResult.com
Currently, this spreadsheet calculates the savings from installing a destratification fan(s) but could also be used to estimate destratification savings due to ceiling mounted air handling units. This calculator assumes existing heat is supplied from ceiling or upper part of walls with little air mixing.
Please Note: This calculator is used for estimating savings and does not guarantee the estimated incentive. The methodology presented in this calculator is deemed acceptable for the Nicor Gas Business Custom Program. However, the assumptions used by the applicant to calculate the annual savings will be reviewed by the Business Custom Incentive Program, which is solely responsible for the final determination of the annual energy savings to be used in calculating the incentive amount. The Program also reserves the right to require the applicant to conduct specific measurement and verification activities, including monitoring both before and after the retrofit, and to base the incentive payment on the results of these activities.
  Email: CustomRebates@nicorgasrebates.com
  Fax: 312.755.9028
  Phone: 312.344.1520
  Nicor Gas Business Custom Incentive Program
  444 N. Michigan Ave., Suite 400
  Chicago, IL 60611

## Destratification Fan
Custom Incentives: Destratification Fan Calculator
Hp
Btu/Hr.
Inputs
1. Diameter of Destratification Fan | ft
2. Number of Fans to Install
3. Total Area of Ceiling: | Sqft
4. Ceiling Height: | ft
5. R-Value of Roof | Sqft-oF-hr/Btu | Note: ASHRAE 90.1-2007 minimum R-Value is 20
6. Heating System Set Point Temperature | oF
7. Heating System Efficiency:
Project Summary
Annual Energy Savings: | Therms/Yr.
Project Cost:
Incentive:
Energy Cost: | $/Therm
Simple Payback: | Yrs.

## ORD TMY3 (hidden)
Station ID: 725300 | Chicago O'Hare Internatial Airport |  |  |  | Setpoint | 0
[8 empty] | Average | Less than setpoint
Actual Date | Month | Time (HH:MM) | Dry-bulb (F) | Dew-point (F) | Relative Humidity (%) | ∆T @ setpoint | HDD at setpoint | Dry-Bulb | Dry bulb | Sum of that
1986-01-01 | Jan | 1:00 | 10.04 | 3.02 | 73 | 0 | 10.9317 | -3.321 | 0 | 79 | hours
1986-01-01 | Jan | 2:00 | 10.94 | 3.92 | 73 | 0 |  |  | 0
1986-01-01 | Jan | 3:00 | 12.02 | 5 | 73 | 0 |  |  | 0
1986-01-01 | Jan | 4:00 | 12.02 | 5 | 73 | 0 |  |  | 0
1986-01-01 | Jan | 5:00 | 12.92 | 6.08 | 73 | 0 |  |  | 0
1986-01-01 | Jan | 6:00 | 12.92 | 6.08 | 73 | 0 |  |  | 0
1986-01-01 | Jan | 7:00 | 12.92 | 6.98 | 77 | 0 |  |  | 0
1986-01-01 | Jan | 8:00 | 14 | 8.06 | 77 | 0 |  |  | 0
1986-01-01 | Jan | 9:00 | 15.98 | 8.06 | 71 | 0 |  |  | 0
1986-01-01 | Jan | 10:00 | 19.94 | 8.06 | 60 | 0 |  |  | 0
1986-01-01 | Jan | 11:00 | 23 | 12.02 | 63 | 0 |  |  | 0
1986-01-01 | Jan | 12:00 | 26.06 | 15.08 | 63 | 0 |  |  | 0
1986-01-01 | Jan | 13:00 | 28.04 | 17.06 | 63 | 0 |  |  | 0
1986-01-01 | Jan | 14:00 | 30.02 | 17.96 | 61 | 0 |  |  | 0
1986-01-01 | Jan | 15:00 | 30.02 | 19.04 | 64 | 0 |  |  | 0
1986-01-01 | Jan | 16:00 | 30.02 | 21.02 | 69 | 0 |  |  | 0
1986-01-01 | Jan | 17:00 | 30.02 | 21.02 | 69 | 0 |  |  | 0
1986-01-01 | Jan | 18:00 | 28.94 | 21.02 | 72 | 0 |  |  | 0
1986-01-01 | Jan | 19:00 | 28.04 | 21.02 | 75 | 0 |  |  | 0
1986-01-01 | Jan | 20:00 | 30.02 | 21.92 | 72 | 0 |  |  | 0
1986-01-01 | Jan | 21:00 | 28.94 | 23 | 78 | 0 |  |  | 0
1986-01-01 | Jan | 22:00 | 30.02 | 23 | 75 | 0 |  |  | 0
1986-01-01 | Jan | 23:00 | 28.94 | 23 | 78 | 0 |  |  | 0
1986-01-01 | Jan | 24:00 | 28.94 | 21.02 | 72 | 0 | 0 |  | 0
1986-01-02 | Jan | 1:00 | 24.98 | 21.02 | 85 | 0 |  |  | 0
1986-01-02 | Jan | 2:00 | 26.96 | 21.02 | 78 | 0 |  |  | 0
1986-01-02 | Jan | 3:00 | 26.06 | 19.94 | 78 | 0 |  |  | 0
1986-01-02 | Jan | 4:00 | 26.96 | 21.02 | 78 | 0 |  |  | 0
1986-01-02 | Jan | 5:00 | 30.02 | 21.92 | 72 | 0 |  |  | 0
1986-01-02 | Jan | 6:00 | 30.02 | 21.92 | 72 | 0 |  |  | 0
1986-01-02 | Jan | 7:00 | 30.92 | 21.92 | 69 | 0 |  |  | 0
1986-01-02 | Jan | 8:00 | 30.92 | 21.92 | 69 | 0 |  |  | 0
1986-01-02 | Jan | 9:00 | 32 | 23 | 69 | 0 |  |  | 0
1986-01-02 | Jan | 10:00 | 33.08 | 23 | 67 | 0 |  |  | 0
1986-01-02 | Jan | 11:00 | 35.06 | 23 | 62 | 0 |  |  | 0
1986-01-02 | Jan | 12:00 | 35.06 | 24.08 | 64 | 0 |  |  | 0
1986-01-02 | Jan | 13:00 | 35.06 | 24.98 | 67 | 0 |  |  | 0
1986-01-02 | Jan | 14:00 | 32 | 30.02 | 92 | 0 |  |  | 0
1986-01-02 | Jan | 15:00 | 30.92 | 30.02 | 96 | 0 |  |  | 0
1986-01-02 | Jan | 16:00 | 33.08 | 30.02 | 89 | 0 |  |  | 0
1986-01-02 | Jan | 17:00 | 33.08 | 30.92 | 92 | 0 |  |  | 0
1986-01-02 | Jan | 18:00 | 30.92 | 30.92 | 100 | 0 |  |  | 0
1986-01-02 | Jan | 19:00 | 33.08 | 30.92 | 92 | 0 |  |  | 0
1986-01-02 | Jan | 20:00 | 33.98 | 30.92 | 89 | 0 |  |  | 0
1986-01-02 | Jan | 21:00 | 35.06 | 32 | 89 | 0 |  |  | 0
1986-01-02 | Jan | 22:00 | 35.96 | 33.08 | 89 | 0 |  |  | 0
1986-01-02 | Jan | 23:00 | 32 | 30.92 | 96 | 0 |  |  | 0
1986-01-02 | Jan | 24:00 | 32 | 30.92 | 96 | 0 | 0 |  | 0
1986-01-03 | Jan | 1:00 | 32 | 30.92 | 96 | 0 |  |  | 0
1986-01-03 | Jan | 2:00 | 32 | 30.92 | 96 | 0 |  |  | 0
1986-01-03 | Jan | 3:00 | 33.08 | 30.92 | 92 | 0 |  |  | 0
1986-01-03 | Jan | 4:00 | 32 | 28.94 | 89 | 0 |  |  | 0
1986-01-03 | Jan | 5:00 | 30.02 | 26.06 | 85 | 0 |  |  | 0
1986-01-03 | Jan | 6:00 | 28.04 | 24.08 | 85 | 0 |  |  | 0
1986-01-03 | Jan | 7:00 | 26.06 | 21.92 | 85 | 0 |  |  | 0
1986-01-03 | Jan | 8:00 | 26.06 | 21.92 | 85 | 0 |  |  | 0
1986-01-03 | Jan | 9:00 | 24.08 | 21.02 | 88 | 0 |  |  | 0
1986-01-03 | Jan | 10:00 | 24.08 | 21.02 | 88 | 0 |  |  | 0
1986-01-03 | Jan | 11:00 | 24.98 | 21.02 | 85 | 0 |  |  | 0
1986-01-03 | Jan | 12:00 | 26.06 | 21.92 | 85 | 0 |  |  | 0
1986-01-03 | Jan | 13:00 | 26.96 | 21.92 | 81 | 0 |  |  | 0
1986-01-03 | Jan | 14:00 | 26.96 | 21.92 | 81 | 0 |  |  | 0
1986-01-03 | Jan | 15:00 | 26.96 | 21.92 | 81 | 0 |  |  | 0
1986-01-03 | Jan | 16:00 | 26.96 | 21.92 | 81 | 0 |  |  | 0
1986-01-03 | Jan | 17:00 | 26.96 | 23 | 85 | 0 |  |  | 0
1986-01-03 | Jan | 18:00 | 26.96 | 21.92 | 81 | 0 |  |  | 0
1986-01-03 | Jan | 19:00 | 26.96 | 21.92 | 81 | 0 |  |  | 0
1986-01-03 | Jan | 20:00 | 26.96 | 23 | 85 | 0 |  |  | 0
1986-01-03 | Jan | 21:00 | 26.96 | 24.08 | 89 | 0 |  |  | 0
1986-01-03 | Jan | 22:00 | 26.96 | 24.08 | 89 | 0 |  |  | 0
1986-01-03 | Jan | 23:00 | 26.96 | 24.08 | 89 | 0 |  |  | 0
1986-01-03 | Jan | 24:00 | 26.96 | 23 | 85 | 0 | 0 |  | 0
1986-01-04 | Jan | 1:00 | 26.96 | 23 | 85 | 0 |  |  | 0
1986-01-04 | Jan | 2:00 | 26.96 | 23 | 85 | 0 |  |  | 0
1986-01-04 | Jan | 3:00 | 26.96 | 23 | 85 | 0 |  |  | 0
1986-01-04 | Jan | 4:00 | 26.06 | 23 | 88 | 0 |  |  | 0
1986-01-04 | Jan | 5:00 | 26.06 | 23 | 88 | 0 |  |  | 0
1986-01-04 | Jan | 6:00 | 26.06 | 23 | 88 | 0 |  |  | 0
1986-01-04 | Jan | 7:00 | 26.96 | 24.98 | 92 | 0 |  |  | 0
1986-01-04 | Jan | 8:00 | 26.96 | 24.98 | 92 | 0 |  |  | 0
1986-01-04 | Jan | 9:00 | 28.04 | 24.98 | 89 | 0 |  |  | 0
1986-01-04 | Jan | 10:00 | 28.94 | 24.98 | 85 | 0 |  |  | 0
1986-01-04 | Jan | 11:00 | 28.94 | 26.06 | 89 | 0 |  |  | 0
1986-01-04 | Jan | 12:00 | 30.02 | 26.96 | 89 | 0 |  |  | 0
1986-01-04 | Jan | 13:00 | 30.92 | 26.96 | 85 | 0 |  |  | 0
1986-01-04 | Jan | 14:00 | 30.92 | 26.96 | 85 | 0 |  |  | 0
1986-01-04 | Jan | 15:00 | 30.02 | 28.04 | 92 | 0 |  |  | 0
1986-01-04 | Jan | 16:00 | 30.02 | 26.96 | 89 | 0 |  |  | 0
1986-01-04 | Jan | 17:00 | 26.96 | 23 | 85 | 0 |  |  | 0
1986-01-04 | Jan | 18:00 | 24.98 | 21.02 | 85 | 0 |  |  | 0
1986-01-04 | Jan | 19:00 | 23 | 19.04 | 85 | 0 |  |  | 0
1986-01-04 | Jan | 20:00 | 23 | 19.04 | 85 | 0 |  |  | 0
1986-01-04 | Jan | 21:00 | 24.08 | 19.94 | 85 | 0 |  |  | 0
1986-01-04 | Jan | 22:00 | 23 | 19.94 | 88 | 0 |  |  | 0
1986-01-04 | Jan | 23:00 | 21.02 | 15.08 | 78 | 0 |  |  | 0
1986-01-04 | Jan | 24:00 | 19.04 | 12.92 | 77 | 0 | 0 |  | 0
1986-01-05 | Jan | 1:00 | 19.04 | 12.02 | 74 | 0 |  |  | 0
1986-01-05 | Jan | 2:00 | 19.94 | 14 | 78 | 0 |  |  | 0
1986-01-05 | Jan | 3:00 | 19.04 | 12.92 | 77 | 0 |  |  | 0
1986-01-05 | Jan | 4:00 | 15.98 | 10.94 | 81 | 0 |  |  | 0
1986-01-05 | Jan | 5:00 | 10.04 | 5 | 80 | 0 |  |  | 0
1986-01-05 | Jan | 6:00 | 6.08 | 1.04 | 80 | 0 |  |  | 0
1986-01-05 | Jan | 7:00 | 5 | -2.02 | 73 | 0 |  |  | 0
1986-01-05 | Jan | 8:00 | 6.98 | 3.92 | 87 | 0 |  |  | 0
1986-01-05 | Jan | 9:00 | 6.98 | 3.92 | 87 | 0 |  |  | 0
1986-01-05 | Jan | 10:00 | 10.94 | 3.92 | 73 | 0 |  |  | 0
1986-01-05 | Jan | 11:00 | 15.08 | 6.08 | 67 | 0 |  |  | 0
1986-01-05 | Jan | 12:00 | 17.96 | 8.06 | 65 | 0 |  |  | 0
1986-01-05 | Jan | 13:00 | 19.94 | 10.04 | 65 | 0 |  |  | 0
1986-01-05 | Jan | 14:00 | 21.92 | 10.94 | 63 | 0 |  |  | 0
1986-01-05 | Jan | 15:00 | 24.98 | 12.92 | 60 | 0 |  |  | 0
1986-01-05 | Jan | 16:00 | 26.06 | 12.92 | 58 | 0 |  |  | 0
1986-01-05 | Jan | 17:00 | 24.08 | 14 | 66 | 0 |  |  | 0
1986-01-05 | Jan | 18:00 | 23 | 14 | 68 | 0 |  |  | 0
1986-01-05 | Jan | 19:00 | 21.92 | 12.92 | 68 | 0 |  |  | 0
1986-01-05 | Jan | 20:00 | 19.94 | 12.02 | 71 | 0 |  |  | 0
1986-01-05 | Jan | 21:00 | 17.96 | 12.02 | 77 | 0 |  |  | 0
1986-01-05 | Jan | 22:00 | 15.98 | 8.96 | 74 | 0 |  |  | 0
1986-01-05 | Jan | 23:00 | 15.98 | 8.06 | 71 | 0 |  |  | 0
1986-01-05 | Jan | 24:00 | 14 | 6.98 | 74 | 0 | 0 |  | 0
1986-01-06 | Jan | 1:00 | 12.02 | 6.08 | 77 | 0 |  |  | 0
1986-01-06 | Jan | 2:00 | 12.02 | 5 | 73 | 0 |  |  | 0
1986-01-06 | Jan | 3:00 | 10.04 | 3.92 | 77 | 0 |  |  | 0
1986-01-06 | Jan | 4:00 | 6.98 | 1.04 | 76 | 0 |  |  | 0
1986-01-06 | Jan | 5:00 | 6.98 | 1.94 | 80 | 0 |  |  | 0
1986-01-06 | Jan | 6:00 | 6.08 | -0.04 | 76 | 0 |  |  | 0
1986-01-06 | Jan | 7:00 | 6.08 | -2.02 | 69 | 0 |  |  | 0
1986-01-06 | Jan | 8:00 | 5 | -11.02 | 47 | 0 |  |  | 0
1986-01-06 | Jan | 9:00 | 6.98 | -9.94 | 45 | 0 |  |  | 0
1986-01-06 | Jan | 10:00 | 8.06 | -7.96 | 48 | 0 |  |  | 0
1986-01-06 | Jan | 11:00 | 10.04 | -7.06 | 46 | 0 |  |  | 0
1986-01-06 | Jan | 12:00 | 12.02 | -5.08 | 46 | 0 |  |  | 0
1986-01-06 | Jan | 13:00 | 10.94 | -5.08 | 48 | 0 |  |  | 0
1986-01-06 | Jan | 14:00 | 12.02 | -5.08 | 46 | 0 |  |  | 0
1986-01-06 | Jan | 15:00 | 10.94 | -5.98 | 46 | 0 |  |  | 0
1986-01-06 | Jan | 16:00 | 10.04 | -5.08 | 50 | 0 |  |  | 0
1986-01-06 | Jan | 17:00 | 6.08 | -5.98 | 57 | 0 |  |  | 0
1986-01-06 | Jan | 18:00 | 3.92 | -7.96 | 57 | 0 |  |  | 0
1986-01-06 | Jan | 19:00 | 1.04 | -9.94 | 59 | 0 |  |  | 0
1986-01-06 | Jan | 20:00 | 1.04 | -11.02 | 56 | 0 |  |  | 0
1986-01-06 | Jan | 21:00 | -2.02 | -13 | 59 | 2.02 |  |  | 1
1986-01-06 | Jan | 22:00 | -0.94 | -13 | 56 | 0.94 |  |  | 1
1986-01-06 | Jan | 23:00 | -0.04 | -14.08 | 51 | 0.04 |  |  | 1
1986-01-06 | Jan | 24:00 | -2.02 | -14.98 | 53 | 2.02 | 0.20917 |  | 1
1986-01-07 | Jan | 1:00 | -2.02 | -16.06 | 51 | 2.02 |  |  | 1
1986-01-07 | Jan | 2:00 | -2.92 | -16.06 | 53 | 2.92 |  |  | 1
1986-01-07 | Jan | 3:00 | -4 | -16.06 | 56 | 4 |  |  | 1
1986-01-07 | Jan | 4:00 | -5.08 | -16.06 | 58 | 5.08 |  |  | 1
1986-01-07 | Jan | 5:00 | -5.98 | -16.06 | 61 | 5.98 |  |  | 1
1986-01-07 | Jan | 6:00 | -7.96 | -18.04 | 61 | 7.96 |  |  | 1
1986-01-07 | Jan | 7:00 | -9.04 | -18.04 | 64 | 9.04 |  |  | 1
1986-01-07 | Jan | 8:00 | -7.06 | -16.96 | 61 | 7.06 |  |  | 1
1986-01-07 | Jan | 9:00 | -0.94 | -14.08 | 53 | 0.94 |  |  | 1
1986-01-07 | Jan | 10:00 | 3.02 | -11.92 | 49 | 0 |  |  | 0
1986-01-07 | Jan | 11:00 | 6.08 | -11.92 | 43 | 0 |  |  | 0
1986-01-07 | Jan | 12:00 | 6.08 | -11.92 | 43 | 0 |  |  | 0
1986-01-07 | Jan | 13:00 | 8.06 | -11.02 | 41 | 0 |  |  | 0
1986-01-07 | Jan | 14:00 | 8.96 | -9.94 | 41 | 0 |  |  | 0
1986-01-07 | Jan | 15:00 | 8.06 | -11.02 | 41 | 0 |  |  | 0
1986-01-07 | Jan | 16:00 | 6.98 | -9.94 | 45 | 0 |  |  | 0
1986-01-07 | Jan | 17:00 | 3.02 | -11.92 | 49 | 0 |  |  | 0
1986-01-07 | Jan | 18:00 | 1.94 | -11.92 | 51 | 0 |  |  | 0
1986-01-07 | Jan | 19:00 | -0.94 | -13 | 56 | 0.94 |  |  | 1
1986-01-07 | Jan | 20:00 | -0.94 | -13 | 56 | 0.94 |  |  | 1
1986-01-07 | Jan | 21:00 | -2.92 | -14.08 | 59 | 2.92 |  |  | 1
1986-01-07 | Jan | 22:00 | -4 | -14.08 | 62 | 4 |  |  | 1
1986-01-07 | Jan | 23:00 | -2.92 | -14.98 | 56 | 2.92 |  |  | 1
1986-01-07 | Jan | 24:00 | -4 | -14.98 | 58 | 4 | 2.53 |  | 1
1986-01-08 | Jan | 1:00 | -5.98 | -14.98 | 64 | 5.98 |  |  | 1
1986-01-08 | Jan | 2:00 | -5.98 | -14.98 | 64 | 5.98 |  |  | 1
1986-01-08 | Jan | 3:00 | -5.98 | -14.98 | 64 | 5.98 |  |  | 1
1986-01-08 | Jan | 4:00 | -5.98 | -16.06 | 61 | 5.98 |  |  | 1
1986-01-08 | Jan | 5:00 | -7.06 | -16.06 | 64 | 7.06 |  |  | 1
1986-01-08 | Jan | 6:00 | -7.06 | -14.98 | 68 | 7.06 |  |  | 1
1986-01-08 | Jan | 7:00 | -7.06 | -16.06 | 64 | 7.06 |  |  | 1
1986-01-08 | Jan | 8:00 | -5.98 | -14.98 | 64 | 5.98 |  |  | 1
1986-01-08 | Jan | 9:00 | 1.04 | -9.04 | 62 | 0 |  |  | 0
1986-01-08 | Jan | 10:00 | 6.08 | -7.96 | 52 | 0 |  |  | 0
1986-01-08 | Jan | 11:00 | 8.96 | -7.96 | 45 | 0 |  |  | 0
1986-01-08 | Jan | 12:00 | 10.04 | -7.96 | 44 | 0 |  |  | 0
1986-01-08 | Jan | 13:00 | 12.92 | -5.98 | 42 | 0 |  |  | 0
1986-01-08 | Jan | 14:00 | 14 | -5.98 | 40 | 0 |  |  | 0
1986-01-08 | Jan | 15:00 | 15.08 | -5.08 | 40 | 0 |  |  | 0
1986-01-08 | Jan | 16:00 | 15.08 | -2.92 | 44 | 0 |  |  | 0
1986-01-08 | Jan | 17:00 | 14 | -2.02 | 49 | 0 |  |  | 0
1986-01-08 | Jan | 18:00 | 14 | -0.04 | 53 | 0 |  |  | 0
1986-01-08 | Jan | 19:00 | 14 | -0.04 | 53 | 0 |  |  | 0
1986-01-08 | Jan | 20:00 | 15.08 | -0.04 | 51 | 0 |  |  | 0
1986-01-08 | Jan | 21:00 | 15.98 | -0.04 | 49 | 0 |  |  | 0
1986-01-08 | Jan | 22:00 | 15.98 | -0.04 | 49 | 0 |  |  | 0
1986-01-08 | Jan | 23:00 | 17.06 | 1.04 | 49 | 0 |  |  | 0
1986-01-08 | Jan | 24:00 | 15.98 | -0.04 | 49 | 0 | 2.1283 |  | 0
1986-01-09 | Jan | 1:00 | 15.98 | 3.92 | 59 | 0 |  |  | 0
1986-01-09 | Jan | 2:00 | 15.98 | 3.02 | 56 | 0 |  |  | 0
1986-01-09 | Jan | 3:00 | 17.06 | 6.08 | 62 | 0 |  |  | 0
1986-01-09 | Jan | 4:00 | 17.06 | 6.08 | 62 | 0 |  |  | 0
1986-01-09 | Jan | 5:00 | 17.06 | 6.08 | 62 | 0 |  |  | 0
1986-01-09 | Jan | 6:00 | 17.06 | 6.08 | 62 | 0 |  |  | 0
1986-01-09 | Jan | 7:00 | 17.96 | 6.08 | 59 | 0 |  |  | 0
1986-01-09 | Jan | 8:00 | 17.96 | 6.08 | 59 | 0 |  |  | 0
1986-01-09 | Jan | 9:00 | 21.92 | 6.08 | 50 | 0 |  |  | 0
1986-01-09 | Jan | 10:00 | 24.98 | 8.06 | 48 | 0 |  |  | 0
1986-01-09 | Jan | 11:00 | 26.96 | 10.04 | 49 | 0 |  |  | 0
1986-01-09 | Jan | 12:00 | 30.92 | 12.92 | 47 | 0 |  |  | 0
1986-01-09 | Jan | 13:00 | 33.08 | 15.08 | 48 | 0 |  |  | 0
1986-01-09 | Jan | 14:00 | 35.06 | 15.08 | 44 | 0 |  |  | 0
1986-01-09 | Jan | 15:00 | 35.06 | 15.98 | 46 | 0 |  |  | 0
1986-01-09 | Jan | 16:00 | 35.06 | 17.06 | 48 | 0 |  |  | 0
1986-01-09 | Jan | 17:00 | 32 | 17.06 | 54 | 0 |  |  | 0
1986-01-09 | Jan | 18:00 | 32 | 17.96 | 56 | 0 |  |  | 0
1986-01-09 | Jan | 19:00 | 32 | 17.96 | 56 | 0 |  |  | 0
1986-01-09 | Jan | 20:00 | 33.98 | 19.04 | 54 | 0 |  |  | 0
1986-01-09 | Jan | 21:00 | 33.08 | 19.94 | 59 | 0 |  |  | 0
1986-01-09 | Jan | 22:00 | 32 | 21.92 | 67 | 0 |  |  | 0
1986-01-09 | Jan | 23:00 | 30.92 | 23 | 72 | 0 |  |  | 0
1986-01-09 | Jan | 24:00 | 30.02 | 24.08 | 78 | 0 | 0 |  | 0
1986-01-10 | Jan | 1:00 | 30.02 | 24.98 | 82 | 0 |  |  | 0
1986-01-10 | Jan | 2:00 | 30.02 | 24.98 | 82 | 0 |  |  | 0
1986-01-10 | Jan | 3:00 | 30.92 | 26.06 | 82 | 0 |  |  | 0
1986-01-10 | Jan | 4:00 | 32 | 26.06 | 79 | 0 |  |  | 0
1986-01-10 | Jan | 5:00 | 32 | 26.06 | 79 | 0 |  |  | 0
1986-01-10 | Jan | 6:00 | 28.94 | 23 | 78 | 0 |  |  | 0
1986-01-10 | Jan | 7:00 | 26.96 | 23 | 85 | 0 |  |  | 0
1986-01-10 | Jan | 8:00 | 26.96 | 21.92 | 81 | 0 |  |  | 0
1986-01-10 | Jan | 9:00 | 30.02 | 23 | 75 | 0 |  |  | 0
1986-01-10 | Jan | 10:00 | 32 | 21.92 | 67 | 0 |  |  | 0
1986-01-10 | Jan | 11:00 | 33.98 | 23 | 64 | 0 |  |  | 0
1986-01-10 | Jan | 12:00 | 35.06 | 23 | 62 | 0 |  |  | 0
1986-01-10 | Jan | 13:00 | 35.96 | 23 | 59 | 0 |  |  | 0
1986-01-10 | Jan | 14:00 | 35.06 | 23 | 62 | 0 |  |  | 0
1986-01-10 | Jan | 15:00 | 35.06 | 21.92 | 59 | 0 |  |  | 0
1986-01-10 | Jan | 16:00 | 33.08 | 21.92 | 64 | 0 |  |  | 0
1986-01-10 | Jan | 17:00 | 30.02 | 21.02 | 69 | 0 |  |  | 0
1986-01-10 | Jan | 18:00 | 26.96 | 21.02 | 78 | 0 |  |  | 0
1986-01-10 | Jan | 19:00 | 24.08 | 19.94 | 85 | 0 |  |  | 0
1986-01-10 | Jan | 20:00 | 23 | 19.94 | 88 | 0 |  |  | 0
1986-01-10 | Jan | 21:00 | 21.02 | 19.04 | 92 | 0 |  |  | 0
1986-01-10 | Jan | 22:00 | 24.08 | 21.92 | 92 | 0 |  |  | 0
1986-01-10 | Jan | 23:00 | 23 | 21.02 | 92 | 0 |  |  | 0
1986-01-10 | Jan | 24:00 | 21.92 | 21.02 | 96 | 0 | 0 |  | 0
1986-01-11 | Jan | 1:00 | 24.08 | 23 | 96 | 0 |  |  | 0
1986-01-11 | Jan | 2:00 | 26.06 | 24.98 | 96 | 0 |  |  | 0
1986-01-11 | Jan | 3:00 | 26.96 | 26.06 | 96 | 0 |  |  | 0
1986-01-11 | Jan | 4:00 | 26.96 | 26.96 | 100 | 0 |  |  | 0
1986-01-11 | Jan | 5:00 | 26.06 | 26.06 | 100 | 0 |  |  | 0
1986-01-11 | Jan | 6:00 | 26.06 | 24.08 | 92 | 0 |  |  | 0
1986-01-11 | Jan | 7:00 | 24.98 | 24.08 | 96 | 0 |  |  | 0
1986-01-11 | Jan | 8:00 | 24.98 | 23 | 92 | 0 |  |  | 0
1986-01-11 | Jan | 9:00 | 26.06 | 24.08 | 92 | 0 |  |  | 0
1986-01-11 | Jan | 10:00 | 28.04 | 24.98 | 89 | 0 |  |  | 0
1986-01-11 | Jan | 11:00 | 30.02 | 26.06 | 85 | 0 |  |  | 0
1986-01-11 | Jan | 12:00 | 32 | 26.96 | 82 | 0 |  |  | 0
1986-01-11 | Jan | 13:00 | 35.96 | 28.04 | 73 | 0 |  |  | 0
1986-01-11 | Jan | 14:00 | 39.02 | 28.04 | 65 | 0 |  |  | 0
1986-01-11 | Jan | 15:00 | 39.92 | 28.94 | 65 | 0 |  |  | 0
1986-01-11 | Jan | 16:00 | 37.94 | 30.02 | 73 | 0 |  |  | 0
1986-01-11 | Jan | 17:00 | 35.96 | 30.02 | 79 | 0 |  |  | 0
1986-01-11 | Jan | 18:00 | 35.96 | 30.92 | 82 | 0 |  |  | 0
1986-01-11 | Jan | 19:00 | 37.04 | 30.92 | 79 | 0 |  |  | 0
1986-01-11 | Jan | 20:00 | 37.04 | 30.92 | 79 | 0 |  |  | 0
1986-01-11 | Jan | 21:00 | 37.94 | 30.92 | 76 | 0 |  |  | 0
1986-01-11 | Jan | 22:00 | 35.96 | 30.92 | 82 | 0 |  |  | 0
1986-01-11 | Jan | 23:00 | 35.06 | 30.02 | 82 | 0 |  |  | 0
1986-01-11 | Jan | 24:00 | 33.98 | 28.94 | 82 | 0 | 0 |  | 0
1986-01-12 | Jan | 1:00 | 33.98 | 28.04 | 79 | 0 |  |  | 0
1986-01-12 | Jan | 2:00 | 35.06 | 26.96 | 73 | 0 |  |  | 0
1986-01-12 | Jan | 3:00 | 37.94 | 24.08 | 57 | 0 |  |  | 0
1986-01-12 | Jan | 4:00 | 39.02 | 23 | 53 | 0 |  |  | 0
1986-01-12 | Jan | 5:00 | 37.94 | 24.08 | 57 | 0 |  |  | 0
1986-01-12 | Jan | 6:00 | 35.96 | 21.92 | 57 | 0 |  |  | 0
1986-01-12 | Jan | 7:00 | 35.06 | 21.92 | 59 | 0 |  |  | 0
1986-01-12 | Jan | 8:00 | 33.98 | 21.92 | 62 | 0 |  |  | 0
1986-01-12 | Jan | 9:00 | 37.04 | 23 | 57 | 0 |  |  | 0
1986-01-12 | Jan | 10:00 | 37.04 | 23 | 57 | 0 |  |  | 0
1986-01-12 | Jan | 11:00 | 37.04 | 24.08 | 59 | 0 |  |  | 0
1986-01-12 | Jan | 12:00 | 37.04 | 23 | 57 | 0 |  |  | 0
1986-01-12 | Jan | 13:00 | 37.04 | 24.08 | 59 | 0 |  |  | 0
1986-01-12 | Jan | 14:00 | 37.94 | 24.08 | 57 | 0 |  |  | 0
1986-01-12 | Jan | 15:00 | 35.96 | 28.04 | 73 | 0 |  |  | 0
1986-01-12 | Jan | 16:00 | 35.06 | 26.96 | 73 | 0 |  |  | 0
1986-01-12 | Jan | 17:00 | 33.08 | 28.04 | 82 | 0 |  |  | 0
1986-01-12 | Jan | 18:00 | 30.92 | 21.92 | 69 | 0 |  |  | 0
1986-01-12 | Jan | 19:00 | 26.06 | 21.02 | 81 | 0 |  |  | 0
1986-01-12 | Jan | 20:00 | 23 | 10.04 | 57 | 0 |  |  | 0
1986-01-12 | Jan | 21:00 | 21.02 | 6.98 | 55 | 0 |  |  | 0
1986-01-12 | Jan | 22:00 | 19.94 | 6.08 | 54 | 0 |  |  | 0
1986-01-12 | Jan | 23:00 | 19.04 | 6.08 | 57 | 0 |  |  | 0
1986-01-12 | Jan | 24:00 | 15.08 | 3.02 | 59 | 0 | 0 |  | 0
1986-01-13 | Jan | 1:00 | 15.08 | 3.92 | 62 | 0 |  |  | 0
1986-01-13 | Jan | 2:00 | 15.08 | 5 | 64 | 0 |  |  | 0
1986-01-13 | Jan | 3:00 | 14 | 5 | 67 | 0 |  |  | 0
1986-01-13 | Jan | 4:00 | 14 | 3.92 | 64 | 0 |  |  | 0
1986-01-13 | Jan | 5:00 | 12.02 | 3.92 | 70 | 0 |  |  | 0
1986-01-13 | Jan | 6:00 | 12.02 | 3.02 | 67 | 0 |  |  | 0
1986-01-13 | Jan | 7:00 | 12.02 | 1.94 | 64 | 0 |  |  | 0
1986-01-13 | Jan | 8:00 | 12.02 | 1.94 | 64 | 0 |  |  | 0
1986-01-13 | Jan | 9:00 | 14 | 3.02 | 61 | 0 |  |  | 0
1986-01-13 | Jan | 10:00 | 17.06 | 3.92 | 56 | 0 |  |  | 0
1986-01-13 | Jan | 11:00 | 19.04 | 6.08 | 57 | 0 |  |  | 0
1986-01-13 | Jan | 12:00 | 21.02 | 6.98 | 55 | 0 |  |  | 0
1986-01-13 | Jan | 13:00 | 23 | 8.06 | 53 | 0 |  |  | 0
1986-01-13 | Jan | 14:00 | 21.02 | 8.06 | 57 | 0 |  |  | 0
1986-01-13 | Jan | 15:00 | 21.02 | 6.98 | 55 | 0 |  |  | 0
1986-01-13 | Jan | 16:00 | 19.04 | 6.08 | 57 | 0 |  |  | 0
1986-01-13 | Jan | 17:00 | 17.06 | 6.08 | 62 | 0 |  |  | 0
1986-01-13 | Jan | 18:00 | 17.06 | 8.06 | 68 | 0 |  |  | 0
1986-01-13 | Jan | 19:00 | 15.98 | 8.06 | 71 | 0 |  |  | 0
1986-01-13 | Jan | 20:00 | 19.04 | 10.94 | 71 | 0 |  |  | 0
1986-01-13 | Jan | 21:00 | 19.04 | 10.94 | 71 | 0 |  |  | 0
1986-01-13 | Jan | 22:00 | 19.94 | 12.02 | 71 | 0 |  |  | 0
1986-01-13 | Jan | 23:00 | 19.94 | 12.92 | 74 | 0 |  |  | 0
1986-01-13 | Jan | 24:00 | 19.94 | 12.02 | 71 | 0 | 0 |  | 0
1986-01-14 | Jan | 1:00 | 19.04 | 12.02 | 74 | 0 |  |  | 0
1986-01-14 | Jan | 2:00 | 17.96 | 12.92 | 81 | 0 |  |  | 0
1986-01-14 | Jan | 3:00 | 24.08 | 15.98 | 72 | 0 |  |  | 0
1986-01-14 | Jan | 4:00 | 24.08 | 15.98 | 72 | 0 |  |  | 0
1986-01-14 | Jan | 5:00 | 21.02 | 14 | 74 | 0 |  |  | 0
1986-01-14 | Jan | 6:00 | 19.94 | 14 | 78 | 0 |  |  | 0
1986-01-14 | Jan | 7:00 | 21.92 | 15.98 | 78 | 0 |  |  | 0
1986-01-14 | Jan | 8:00 | 24.08 | 15.08 | 69 | 0 |  |  | 0
1986-01-14 | Jan | 9:00 | 23 | 14 | 68 | 0 |  |  | 0
1986-01-14 | Jan | 10:00 | 24.08 | 15.08 | 69 | 0 |  |  | 0
1986-01-14 | Jan | 11:00 | 24.08 | 15.08 | 69 | 0 |  |  | 0
1986-01-14 | Jan | 12:00 | 24.98 | 15.08 | 66 | 0 |  |  | 0
1986-01-14 | Jan | 13:00 | 24.98 | 12.92 | 60 | 0 |  |  | 0
1986-01-14 | Jan | 14:00 | 26.06 | 10.04 | 51 | 0 |  |  | 0
1986-01-14 | Jan | 15:00 | 26.96 | 10.04 | 49 | 0 |  |  | 0
1986-01-14 | Jan | 16:00 | 24.98 | 8.96 | 51 | 0 |  |  | 0
1986-01-14 | Jan | 17:00 | 21.92 | 8.06 | 55 | 0 |  |  | 0
1986-01-14 | Jan | 18:00 | 19.94 | 8.96 | 62 | 0 |  |  | 0
1986-01-14 | Jan | 19:00 | 19.04 | 8.96 | 65 | 0 |  |  | 0
1986-01-14 | Jan | 20:00 | 19.04 | 10.04 | 68 | 0 |  |  | 0
1986-01-14 | Jan | 21:00 | 15.08 | 8.96 | 77 | 0 |  |  | 0
1986-01-14 | Jan | 22:00 | 15.08 | 8.06 | 74 | 0 |  |  | 0
1986-01-14 | Jan | 23:00 | 10.94 | 8.06 | 88 | 0 |  |  | 0
1986-01-14 | Jan | 24:00 | 6.08 | 3.92 | 91 | 0 | 0 |  | 0
1986-01-15 | Jan | 1:00 | 6.08 | 3.02 | 87 | 0 |  |  | 0
1986-01-15 | Jan | 2:00 | 6.08 | 3.92 | 91 | 0 |  |  | 0
1986-01-15 | Jan | 3:00 | 6.08 | 3.92 | 91 | 0 |  |  | 0
1986-01-15 | Jan | 4:00 | 6.98 | 5 | 91 | 0 |  |  | 0
1986-01-15 | Jan | 5:00 | 8.96 | 6.98 | 92 | 0 |  |  | 0
1986-01-15 | Jan | 6:00 | 10.04 | 5 | 80 | 0 |  |  | 0
1986-01-15 | Jan | 7:00 | 14 | 8.96 | 80 | 0 |  |  | 0
1986-01-15 | Jan | 8:00 | 17.06 | 12.02 | 81 | 0 |  |  | 0
1986-01-15 | Jan | 9:00 | 21.02 | 15.98 | 81 | 0 |  |  | 0
1986-01-15 | Jan | 10:00 | 24.08 | 15.08 | 69 | 0 |  |  | 0
1986-01-15 | Jan | 11:00 | 26.96 | 15.98 | 63 | 0 |  |  | 0
1986-01-15 | Jan | 12:00 | 30.02 | 17.96 | 61 | 0 |  |  | 0
1986-01-15 | Jan | 13:00 | 33.08 | 19.94 | 59 | 0 |  |  | 0
1986-01-15 | Jan | 14:00 | 35.06 | 21.02 | 57 | 0 |  |  | 0
1986-01-15 | Jan | 15:00 | 37.04 | 21.92 | 55 | 0 |  |  | 0
1986-01-15 | Jan | 16:00 | 37.04 | 21.92 | 55 | 0 |  |  | 0
1986-01-15 | Jan | 17:00 | 33.08 | 21.92 | 64 | 0 |  |  | 0
1986-01-15 | Jan | 18:00 | 32 | 21.92 | 67 | 0 |  |  | 0
1986-01-15 | Jan | 19:00 | 26.96 | 21.02 | 78 | 0 |  |  | 0
1986-01-15 | Jan | 20:00 | 28.04 | 21.02 | 75 | 0 |  |  | 0
1986-01-15 | Jan | 21:00 | 28.04 | 21.02 | 75 | 0 |  |  | 0
1986-01-15 | Jan | 22:00 | 23 | 21.02 | 92 | 0 |  |  | 0
1986-01-15 | Jan | 23:00 | 26.06 | 19.94 | 78 | 0 |  |  | 0
1986-01-15 | Jan | 24:00 | 23 | 19.94 | 88 | 0 | 0 |  | 0
1986-01-16 | Jan | 1:00 | 21.92 | 19.04 | 88 | 0 |  |  | 0
1986-01-16 | Jan | 2:00 | 19.94 | 17.96 | 92 | 0 |  |  | 0
1986-01-16 | Jan | 3:00 | 19.04 | 17.06 | 92 | 0 |  |  | 0
1986-01-16 | Jan | 4:00 | 21.92 | 19.04 | 88 | 0 |  |  | 0
1986-01-16 | Jan | 5:00 | 23 | 19.04 | 85 | 0 |  |  | 0
1986-01-16 | Jan | 6:00 | 23 | 19.94 | 88 | 0 |  |  | 0
1986-01-16 | Jan | 7:00 | 24.08 | 19.94 | 85 | 0 |  |  | 0
1986-01-16 | Jan | 8:00 | 24.98 | 21.02 | 85 | 0 |  |  | 0
1986-01-16 | Jan | 9:00 | 30.02 | 24.08 | 78 | 0 |  |  | 0
1986-01-16 | Jan | 10:00 | 33.98 | 26.06 | 73 | 0 |  |  | 0
1986-01-16 | Jan | 11:00 | 37.04 | 26.96 | 67 | 0 |  |  | 0
1986-01-16 | Jan | 12:00 | 39.92 | 28.04 | 62 | 0 |  |  | 0
1986-01-16 | Jan | 13:00 | 44.96 | 30.92 | 58 | 0 |  |  | 0
1986-01-16 | Jan | 14:00 | 48.92 | 33.08 | 54 | 0 |  |  | 0
1986-01-16 | Jan | 15:00 | 50 | 35.06 | 57 | 0 |  |  | 0
1986-01-16 | Jan | 16:00 | 50 | 35.96 | 59 | 0 |  |  | 0
1986-01-16 | Jan | 17:00 | 46.94 | 35.96 | 66 | 0 |  |  | 0
1986-01-16 | Jan | 18:00 | 46.94 | 37.04 | 68 | 0 |  |  | 0
1986-01-16 | Jan | 19:00 | 46.94 | 37.04 | 68 | 0 |  |  | 0
1986-01-16 | Jan | 20:00 | 48.02 | 37.94 | 69 | 0 |  |  | 0
1986-01-16 | Jan | 21:00 | 46.94 | 37.04 | 68 | 0 |  |  | 0
1986-01-16 | Jan | 22:00 | 46.94 | 37.04 | 68 | 0 |  |  | 0
1986-01-16 | Jan | 23:00 | 46.04 | 37.94 | 74 | 0 |  |  | 0
1986-01-16 | Jan | 24:00 | 44.96 | 39.02 | 80 | 0 | 0 |  | 0
1986-01-17 | Jan | 1:00 | 44.06 | 39.02 | 83 | 0 |  |  | 0
1986-01-17 | Jan | 2:00 | 42.98 | 39.02 | 86 | 0 |  |  | 0
1986-01-17 | Jan | 3:00 | 42.08 | 35.96 | 79 | 0 |  |  | 0
1986-01-17 | Jan | 4:00 | 39.92 | 35.06 | 82 | 0 |  |  | 0
1986-01-17 | Jan | 5:00 | 37.94 | 33.98 | 86 | 0 |  |  | 0
1986-01-17 | Jan | 6:00 | 37.04 | 33.08 | 86 | 0 |  |  | 0
1986-01-17 | Jan | 7:00 | 37.04 | 33.08 | 86 | 0 |  |  | 0
1986-01-17 | Jan | 8:00 | 37.04 | 33.08 | 86 | 0 |  |  | 0
1986-01-17 | Jan | 9:00 | 37.94 | 33.08 | 82 | 0 |  |  | 0
1986-01-17 | Jan | 10:00 | 42.98 | 35.06 | 74 | 0 |  |  | 0
1986-01-17 | Jan | 11:00 | 46.94 | 35.96 | 66 | 0 |  |  | 0
1986-01-17 | Jan | 12:00 | 50 | 35.96 | 59 | 0 |  |  | 0
1986-01-17 | Jan | 13:00 | 53.06 | 35.96 | 53 | 0 |  |  | 0
1986-01-17 | Jan | 14:00 | 51.98 | 35.06 | 53 | 0 |  |  | 0
1986-01-17 | Jan | 15:00 | 51.08 | 35.06 | 55 | 0 |  |  | 0
1986-01-17 | Jan | 16:00 | 50 | 35.96 | 59 | 0 |  |  | 0
1986-01-17 | Jan | 17:00 | 46.94 | 37.04 | 68 | 0 |  |  | 0
1986-01-17 | Jan | 18:00 | 44.96 | 35.96 | 71 | 0 |  |  | 0
1986-01-17 | Jan | 19:00 | 44.06 | 37.04 | 77 | 0 |  |  | 0
1986-01-17 | Jan | 20:00 | 44.06 | 37.94 | 80 | 0 |  |  | 0
1986-01-17 | Jan | 21:00 | 42.98 | 39.02 | 86 | 0 |  |  | 0
1986-01-17 | Jan | 22:00 | 42.98 | 39.02 | 86 | 0 |  |  | 0
1986-01-17 | Jan | 23:00 | 44.06 | 37.94 | 80 | 0 |  |  | 0
1986-01-17 | Jan | 24:00 | 42.98 | 37.04 | 80 | 0 | 0 |  | 0
1986-01-18 | Jan | 1:00 | 44.06 | 39.92 | 86 | 0 |  |  | 0
1986-01-18 | Jan | 2:00 | 44.06 | 41 | 89 | 0 |  |  | 0
1986-01-18 | Jan | 3:00 | 44.06 | 39.92 | 86 | 0 |  |  | 0
1986-01-18 | Jan | 4:00 | 44.06 | 39.92 | 86 | 0 |  |  | 0
1986-01-18 | Jan | 5:00 | 44.96 | 41 | 86 | 0 |  |  | 0
1986-01-18 | Jan | 6:00 | 44.96 | 41 | 86 | 0 |  |  | 0
1986-01-18 | Jan | 7:00 | 44.96 | 41 | 86 | 0 |  |  | 0
1986-01-18 | Jan | 8:00 | 44.06 | 39.92 | 86 | 0 |  |  | 0
1986-01-18 | Jan | 9:00 | 44.06 | 37.04 | 77 | 0 |  |  | 0
1986-01-18 | Jan | 10:00 | 42.98 | 35.06 | 74 | 0 |  |  | 0
1986-01-18 | Jan | 11:00 | 42.08 | 33.98 | 73 | 0 |  |  | 0
1986-01-18 | Jan | 12:00 | 41 | 33.98 | 76 | 0 |  |  | 0
1986-01-18 | Jan | 13:00 | 39.92 | 33.98 | 79 | 0 |  |  | 0
1986-01-18 | Jan | 14:00 | 37.94 | 32 | 79 | 0 |  |  | 0
1986-01-18 | Jan | 15:00 | 37.04 | 32 | 82 | 0 |  |  | 0
1986-01-18 | Jan | 16:00 | 35.96 | 30.92 | 82 | 0 |  |  | 0
1986-01-18 | Jan | 17:00 | 35.06 | 30.92 | 85 | 0 |  |  | 0
1986-01-18 | Jan | 18:00 | 35.06 | 30.92 | 85 | 0 |  |  | 0
1986-01-18 | Jan | 19:00 | 35.06 | 30.92 | 85 | 0 |  |  | 0
1986-01-18 | Jan | 20:00 | 35.06 | 30.92 | 85 | 0 |  |  | 0
1986-01-18 | Jan | 21:00 | 35.06 | 30.92 | 85 | 0 |  |  | 0
1986-01-18 | Jan | 22:00 | 35.06 | 30.92 | 85 | 0 |  |  | 0
1986-01-18 | Jan | 23:00 | 35.06 | 30.92 | 85 | 0 |  |  | 0
1986-01-18 | Jan | 24:00 | 35.06 | 30.92 | 85 | 0 | 0 |  | 0
1986-01-19 | Jan | 1:00 | 35.96 | 30.92 | 82 | 0 |  |  | 0
1986-01-19 | Jan | 2:00 | 35.96 | 30.92 | 82 | 0 |  |  | 0
1986-01-19 | Jan | 3:00 | 35.96 | 30.92 | 82 | 0 |  |  | 0
1986-01-19 | Jan | 4:00 | 35.06 | 30.02 | 82 | 0 |  |  | 0
1986-01-19 | Jan | 5:00 | 33.98 | 28.94 | 82 | 0 |  |  | 0
1986-01-19 | Jan | 6:00 | 35.06 | 28.94 | 79 | 0 |  |  | 0
1986-01-19 | Jan | 7:00 | 33.98 | 28.94 | 82 | 0 |  |  | 0
1986-01-19 | Jan | 8:00 | 33.98 | 24.98 | 70 | 0 |  |  | 0
1986-01-19 | Jan | 9:00 | 33.98 | 24.08 | 67 | 0 |  |  | 0
1986-01-19 | Jan | 10:00 | 33.98 | 26.06 | 73 | 0 |  |  | 0
1986-01-19 | Jan | 11:00 | 33.08 | 26.06 | 76 | 0 |  |  | 0
1986-01-19 | Jan | 12:00 | 33.08 | 24.98 | 73 | 0 |  |  | 0
1986-01-19 | Jan | 13:00 | 33.08 | 24.98 | 73 | 0 |  |  | 0
1986-01-19 | Jan | 14:00 | 32 | 23 | 69 | 0 |  |  | 0
1986-01-19 | Jan | 15:00 | 30.92 | 21.92 | 69 | 0 |  |  | 0
1986-01-19 | Jan | 16:00 | 30.92 | 21.02 | 67 | 0 |  |  | 0
1986-01-19 | Jan | 17:00 | 30.02 | 21.92 | 72 | 0 |  |  | 0
1986-01-19 | Jan | 18:00 | 30.02 | 21.02 | 69 | 0 |  |  | 0
1986-01-19 | Jan | 19:00 | 30.02 | 21.02 | 69 | 0 |  |  | 0
1986-01-19 | Jan | 20:00 | 30.02 | 21.02 | 69 | 0 |  |  | 0
1986-01-19 | Jan | 21:00 | 28.94 | 21.92 | 75 | 0 |  |  | 0
1986-01-19 | Jan | 22:00 | 28.94 | 21.02 | 72 | 0 |  |  | 0
1986-01-19 | Jan | 23:00 | 28.94 | 21.02 | 72 | 0 |  |  | 0
1986-01-19 | Jan | 24:00 | 28.04 | 21.02 | 75 | 0 | 0 |  | 0
1986-01-20 | Jan | 1:00 | 26.06 | 21.02 | 81 | 0 |  |  | 0
1986-01-20 | Jan | 2:00 | 28.04 | 21.02 | 75 | 0 |  |  | 0
1986-01-20 | Jan | 3:00 | 26.96 | 21.02 | 78 | 0 |  |  | 0
1986-01-20 | Jan | 4:00 | 26.96 | 21.02 | 78 | 0 |  |  | 0
1986-01-20 | Jan | 5:00 | 26.96 | 21.02 | 78 | 0 |  |  | 0
1986-01-20 | Jan | 6:00 | 26.96 | 21.02 | 78 | 0 |  |  | 0
1986-01-20 | Jan | 7:00 | 26.96 | 21.02 | 78 | 0 |  |  | 0
1986-01-20 | Jan | 8:00 | 26.96 | 21.02 | 78 | 0 |  |  | 0
1986-01-20 | Jan | 9:00 | 26.96 | 21.02 | 78 | 0 |  |  | 0
1986-01-20 | Jan | 10:00 | 28.04 | 21.02 | 75 | 0 |  |  | 0
1986-01-20 | Jan | 11:00 | 28.94 | 21.02 | 72 | 0 |  |  | 0
1986-01-20 | Jan | 12:00 | 28.94 | 21.02 | 72 | 0 |  |  | 0
1986-01-20 | Jan | 13:00 | 30.02 | 21.92 | 72 | 0 |  |  | 0
1986-01-20 | Jan | 14:00 | 32 | 21.92 | 67 | 0 |  |  | 0
1986-01-20 | Jan | 15:00 | 33.98 | 21.92 | 62 | 0 |  |  | 0
1986-01-20 | Jan | 16:00 | 35.06 | 21.92 | 59 | 0 |  |  | 0
1986-01-20 | Jan | 17:00 | 30.92 | 23 | 72 | 0 |  |  | 0
1986-01-20 | Jan | 18:00 | 28.04 | 21.92 | 78 | 0 |  |  | 0
1986-01-20 | Jan | 19:00 | 28.04 | 23 | 82 | 0 |  |  | 0
1986-01-20 | Jan | 20:00 | 28.04 | 24.08 | 85 | 0 |  |  | 0
1986-01-20 | Jan | 21:00 | 30.02 | 26.06 | 85 | 0 |  |  | 0
1986-01-20 | Jan | 22:00 | 30.02 | 26.06 | 85 | 0 |  |  | 0
1986-01-20 | Jan | 23:00 | 30.02 | 26.06 | 85 | 0 |  |  | 0
1986-01-20 | Jan | 24:00 | 30.02 | 26.06 | 85 | 0 | 0 |  | 0
1986-01-21 | Jan | 1:00 | 30.02 | 26.96 | 89 | 0 |  |  | 0
1986-01-21 | Jan | 2:00 | 30.02 | 26.96 | 89 | 0 |  |  | 0
1986-01-21 | Jan | 3:00 | 30.92 | 28.04 | 89 | 0 |  |  | 0
1986-01-21 | Jan | 4:00 | 30.92 | 28.04 | 89 | 0 |  |  | 0
1986-01-21 | Jan | 5:00 | 30.92 | 28.94 | 92 | 0 |  |  | 0
1986-01-21 | Jan | 6:00 | 30.92 | 28.94 | 92 | 0 |  |  | 0
1986-01-21 | Jan | 7:00 | 30.92 | 26.96 | 85 | 0 |  |  | 0
1986-01-21 | Jan | 8:00 | 33.08 | 28.04 | 82 | 0 |  |  | 0
1986-01-21 | Jan | 9:00 | 35.96 | 30.02 | 79 | 0 |  |  | 0
1986-01-21 | Jan | 10:00 | 41 | 32 | 70 | 0 |  |  | 0
1986-01-21 | Jan | 11:00 | 44.06 | 33.08 | 65 | 0 |  |  | 0
1986-01-21 | Jan | 12:00 | 46.94 | 35.06 | 63 | 0 |  |  | 0
1986-01-21 | Jan | 13:00 | 48.92 | 37.04 | 64 | 0 |  |  | 0
1986-01-21 | Jan | 14:00 | 51.08 | 39.02 | 64 | 0 |  |  | 0
1986-01-21 | Jan | 15:00 | 53.96 | 39.92 | 59 | 0 |  |  | 0
1986-01-21 | Jan | 16:00 | 51.98 | 42.08 | 69 | 0 |  |  | 0
1986-01-21 | Jan | 17:00 | 53.06 | 42.98 | 69 | 0 |  |  | 0
1986-01-21 | Jan | 18:00 | 42.98 | 37.04 | 80 | 0 |  |  | 0
1986-01-21 | Jan | 19:00 | 37.04 | 32 | 82 | 0 |  |  | 0
1986-01-21 | Jan | 20:00 | 35.96 | 32 | 85 | 0 |  |  | 0
1986-01-21 | Jan | 21:00 | 35.96 | 32 | 85 | 0 |  |  | 0
1986-01-21 | Jan | 22:00 | 35.96 | 33.08 | 89 | 0 |  |  | 0
1986-01-21 | Jan | 23:00 | 35.96 | 30.92 | 82 | 0 |  |  | 0
1986-01-21 | Jan | 24:00 | 35.06 | 32 | 89 | 0 | 0 |  | 0
1986-01-22 | Jan | 1:00 | 35.06 | 32 | 89 | 0 |  |  | 0
1986-01-22 | Jan | 2:00 | 35.06 | 30.92 | 85 | 0 |  |  | 0
1986-01-22 | Jan | 3:00 | 33.98 | 30.92 | 89 | 0 |  |  | 0
1986-01-22 | Jan | 4:00 | 33.08 | 28.94 | 85 | 0 |  |  | 0
1986-01-22 | Jan | 5:00 | 33.08 | 28.94 | 85 | 0 |  |  | 0
1986-01-22 | Jan | 6:00 | 33.08 | 28.04 | 82 | 0 |  |  | 0
1986-01-22 | Jan | 7:00 | 33.98 | 26.96 | 76 | 0 |  |  | 0
1986-01-22 | Jan | 8:00 | 33.08 | 24.08 | 70 | 0 |  |  | 0
1986-01-22 | Jan | 9:00 | 33.08 | 24.08 | 70 | 0 |  |  | 0
1986-01-22 | Jan | 10:00 | 33.08 | 24.08 | 70 | 0 |  |  | 0
1986-01-22 | Jan | 11:00 | 33.98 | 23 | 64 | 0 |  |  | 0
1986-01-22 | Jan | 12:00 | 35.06 | 23 | 62 | 0 |  |  | 0
1986-01-22 | Jan | 13:00 | 35.96 | 23 | 59 | 0 |  |  | 0
1986-01-22 | Jan | 14:00 | 37.04 | 21.02 | 52 | 0 |  |  | 0
1986-01-22 | Jan | 15:00 | 37.04 | 19.04 | 48 | 0 |  |  | 0
1986-01-22 | Jan | 16:00 | 37.94 | 17.96 | 44 | 0 |  |  | 0
1986-01-22 | Jan | 17:00 | 33.08 | 19.04 | 56 | 0 |  |  | 0
1986-01-22 | Jan | 18:00 | 28.04 | 17.96 | 66 | 0 |  |  | 0
1986-01-22 | Jan | 19:00 | 26.06 | 17.96 | 72 | 0 |  |  | 0
1986-01-22 | Jan | 20:00 | 24.98 | 17.96 | 75 | 0 |  |  | 0
1986-01-22 | Jan | 21:00 | 24.08 | 17.96 | 78 | 0 |  |  | 0
1986-01-22 | Jan | 22:00 | 21.92 | 17.96 | 85 | 0 |  |  | 0
1986-01-22 | Jan | 23:00 | 23 | 17.06 | 78 | 0 |  |  | 0
1986-01-22 | Jan | 24:00 | 21.02 | 17.06 | 85 | 0 | 0 |  | 0
1986-01-23 | Jan | 1:00 | 21.92 | 17.96 | 85 | 0 |  |  | 0
1986-01-23 | Jan | 2:00 | 21.92 | 17.96 | 85 | 0 |  |  | 0
1986-01-23 | Jan | 3:00 | 23 | 17.96 | 81 | 0 |  |  | 0
1986-01-23 | Jan | 4:00 | 19.94 | 15.08 | 81 | 0 |  |  | 0
1986-01-23 | Jan | 5:00 | 19.04 | 15.08 | 84 | 0 |  |  | 0
1986-01-23 | Jan | 6:00 | 17.06 | 15.08 | 92 | 0 |  |  | 0
1986-01-23 | Jan | 7:00 | 17.96 | 15.08 | 88 | 0 |  |  | 0
1986-01-23 | Jan | 8:00 | 17.96 | 15.08 | 88 | 0 |  |  | 0
1986-01-23 | Jan | 9:00 | 24.98 | 19.94 | 81 | 0 |  |  | 0
1986-01-23 | Jan | 10:00 | 28.94 | 23 | 78 | 0 |  |  | 0
1986-01-23 | Jan | 11:00 | 32 | 24.08 | 72 | 0 |  |  | 0
1986-01-23 | Jan | 12:00 | 33.98 | 21.92 | 62 | 0 |  |  | 0
1986-01-23 | Jan | 13:00 | 35.96 | 21.02 | 55 | 0 |  |  | 0
1986-01-23 | Jan | 14:00 | 37.04 | 21.02 | 52 | 0 |  |  | 0
1986-01-23 | Jan | 15:00 | 37.94 | 21.92 | 53 | 0 |  |  | 0
1986-01-23 | Jan | 16:00 | 39.02 | 19.04 | 45 | 0 |  |  | 0
1986-01-23 | Jan | 17:00 | 35.06 | 19.04 | 52 | 0 |  |  | 0
1986-01-23 | Jan | 18:00 | 30.02 | 19.94 | 66 | 0 |  |  | 0
1986-01-23 | Jan | 19:00 | 28.04 | 21.02 | 75 | 0 |  |  | 0
1986-01-23 | Jan | 20:00 | 28.04 | 23 | 82 | 0 |  |  | 0
1986-01-23 | Jan | 21:00 | 28.04 | 21.92 | 78 | 0 |  |  | 0
1986-01-23 | Jan | 22:00 | 26.06 | 21.02 | 81 | 0 |  |  | 0
1986-01-23 | Jan | 23:00 | 26.96 | 21.92 | 81 | 0 |  |  | 0
1986-01-23 | Jan | 24:00 | 26.96 | 23 | 85 | 0 | 0 |  | 0
1986-01-24 | Jan | 1:00 | 26.96 | 21.92 | 81 | 0 |  |  | 0
1986-01-24 | Jan | 2:00 | 28.04 | 24.08 | 85 | 0 |  |  | 0
1986-01-24 | Jan | 3:00 | 30.02 | 24.08 | 78 | 0 |  |  | 0
1986-01-24 | Jan | 4:00 | 30.02 | 24.08 | 78 | 0 |  |  | 0
1986-01-24 | Jan | 5:00 | 30.02 | 24.08 | 78 | 0 |  |  | 0
1986-01-24 | Jan | 6:00 | 30.02 | 24.08 | 78 | 0 |  |  | 0
1986-01-24 | Jan | 7:00 | 30.02 | 24.98 | 82 | 0 |  |  | 0
1986-01-24 | Jan | 8:00 | 30.92 | 24.08 | 75 | 0 |  |  | 0
1986-01-24 | Jan | 9:00 | 32 | 24.08 | 72 | 0 |  |  | 0
1986-01-24 | Jan | 10:00 | 33.08 | 24.08 | 70 | 0 |  |  | 0
1986-01-24 | Jan | 11:00 | 35.06 | 24.08 | 64 | 0 |  |  | 0
1986-01-24 | Jan | 12:00 | 35.06 | 24.98 | 67 | 0 |  |  | 0
1986-01-24 | Jan | 13:00 | 37.04 | 24.08 | 59 | 0 |  |  | 0
1986-01-24 | Jan | 14:00 | 35.96 | 23 | 59 | 0 |  |  | 0
1986-01-24 | Jan | 15:00 | 35.96 | 21.92 | 57 | 0 |  |  | 0
1986-01-24 | Jan | 16:00 | 35.96 | 23 | 59 | 0 |  |  | 0
1986-01-24 | Jan | 17:00 | 37.04 | 23 | 57 | 0 |  |  | 0
1986-01-24 | Jan | 18:00 | 37.04 | 24.98 | 62 | 0 |  |  | 0
1986-01-24 | Jan | 19:00 | 30.92 | 30.02 | 96 | 0 |  |  | 0
1986-01-24 | Jan | 20:00 | 33.08 | 30.92 | 92 | 0 |  |  | 0
1986-01-24 | Jan | 21:00 | 35.06 | 30.92 | 85 | 0 |  |  | 0
1986-01-24 | Jan | 22:00 | 35.06 | 32 | 89 | 0 |  |  | 0
1986-01-24 | Jan | 23:00 | 35.06 | 32 | 89 | 0 |  |  | 0
1986-01-24 | Jan | 24:00 | 35.96 | 32 | 85 | 0 | 0 |  | 0
1986-01-25 | Jan | 1:00 | 35.96 | 32 | 85 | 0 |  |  | 0
1986-01-25 | Jan | 2:00 | 37.04 | 30.92 | 79 | 0 |  |  | 0
1986-01-25 | Jan | 3:00 | 35.96 | 30.02 | 79 | 0 |  |  | 0
1986-01-25 | Jan | 4:00 | 35.06 | 30.02 | 82 | 0 |  |  | 0
1986-01-25 | Jan | 5:00 | 33.08 | 28.94 | 85 | 0 |  |  | 0
1986-01-25 | Jan | 6:00 | 30.02 | 24.98 | 82 | 0 |  |  | 0
1986-01-25 | Jan | 7:00 | 30.02 | 23 | 75 | 0 |  |  | 0
1986-01-25 | Jan | 8:00 | 30.02 | 23 | 75 | 0 |  |  | 0
1986-01-25 | Jan | 9:00 | 30.02 | 23 | 75 | 0 |  |  | 0
1986-01-25 | Jan | 10:00 | 30.02 | 21.02 | 69 | 0 |  |  | 0
1986-01-25 | Jan | 11:00 | 28.94 | 17.96 | 64 | 0 |  |  | 0
1986-01-25 | Jan | 12:00 | 28.94 | 19.04 | 66 | 0 |  |  | 0
1986-01-25 | Jan | 13:00 | 30.02 | 19.04 | 64 | 0 |  |  | 0
1986-01-25 | Jan | 14:00 | 30.02 | 19.04 | 64 | 0 |  |  | 0
1986-01-25 | Jan | 15:00 | 30.02 | 15.98 | 56 | 0 |  |  | 0
1986-01-25 | Jan | 16:00 | 28.94 | 12.92 | 51 | 0 |  |  | 0
1986-01-25 | Jan | 17:00 | 26.96 | 14 | 58 | 0 |  |  | 0
1986-01-25 | Jan | 18:00 | 23 | 12.02 | 63 | 0 |  |  | 0
1986-01-25 | Jan | 19:00 | 23 | 12.92 | 65 | 0 |  |  | 0
1986-01-25 | Jan | 20:00 | 23 | 14 | 68 | 0 |  |  | 0
1986-01-25 | Jan | 21:00 | 23 | 12.92 | 65 | 0 |  |  | 0
1986-01-25 | Jan | 22:00 | 23 | 15.08 | 71 | 0 |  |  | 0
1986-01-25 | Jan | 23:00 | 23 | 14 | 68 | 0 |  |  | 0
1986-01-25 | Jan | 24:00 | 21.02 | 12.02 | 68 | 0 | 0 |  | 0
1986-01-26 | Jan | 1:00 | 19.94 | 12.02 | 71 | 0 |  |  | 0
1986-01-26 | Jan | 2:00 | 19.94 | 12.02 | 71 | 0 |  |  | 0
1986-01-26 | Jan | 3:00 | 19.04 | 12.02 | 74 | 0 |  |  | 0
1986-01-26 | Jan | 4:00 | 17.96 | 12.02 | 77 | 0 |  |  | 0
1986-01-26 | Jan | 5:00 | 19.04 | 10.94 | 71 | 0 |  |  | 0
1986-01-26 | Jan | 6:00 | 19.04 | 12.02 | 74 | 0 |  |  | 0
1986-01-26 | Jan | 7:00 | 17.06 | 8.96 | 71 | 0 |  |  | 0
1986-01-26 | Jan | 8:00 | 15.98 | 8.96 | 74 | 0 |  |  | 0
1986-01-26 | Jan | 9:00 | 15.98 | 6.98 | 68 | 0 |  |  | 0
1986-01-26 | Jan | 10:00 | 15.08 | 3.92 | 62 | 0 |  |  | 0
1986-01-26 | Jan | 11:00 | 14 | 1.04 | 56 | 0 |  |  | 0
1986-01-26 | Jan | 12:00 | 12.92 | 3.02 | 64 | 0 |  |  | 0
1986-01-26 | Jan | 13:00 | 12.92 | 1.04 | 58 | 0 |  |  | 0
1986-01-26 | Jan | 14:00 | 12.92 | -2.02 | 51 | 0 |  |  | 0
1986-01-26 | Jan | 15:00 | 12.02 | -5.08 | 46 | 0 |  |  | 0
1986-01-26 | Jan | 16:00 | 8.06 | -7.06 | 50 | 0 |  |  | 0
1986-01-26 | Jan | 17:00 | 6.08 | -11.92 | 43 | 0 |  |  | 0
1986-01-26 | Jan | 18:00 | 3.92 | -13 | 45 | 0 |  |  | 0
1986-01-26 | Jan | 19:00 | 3.02 | -14.08 | 44 | 0 |  |  | 0
1986-01-26 | Jan | 20:00 | 1.04 | -14.98 | 46 | 0 |  |  | 0
1986-01-26 | Jan | 21:00 | -0.04 | -14.08 | 51 | 0.04 |  |  | 1
1986-01-26 | Jan | 22:00 | -0.04 | -18.04 | 42 | 0.04 |  |  | 1
1986-01-26 | Jan | 23:00 | -2.02 | -16.06 | 51 | 2.02 |  |  | 1
1986-01-26 | Jan | 24:00 | -2.92 | -16.96 | 50 | 2.92 | 0.20917 |  | 1
1986-01-27 | Jan | 1:00 | -2.92 | -16.96 | 50 | 2.92 |  |  | 1
1986-01-27 | Jan | 2:00 | -4 | -18.04 | 50 | 4 |  |  | 1
1986-01-27 | Jan | 3:00 | -4 | -18.04 | 50 | 4 |  |  | 1
1986-01-27 | Jan | 4:00 | -4 | -18.04 | 50 | 4 |  |  | 1
1986-01-27 | Jan | 5:00 | -4 | -18.04 | 50 | 4 |  |  | 1
1986-01-27 | Jan | 6:00 | -5.98 | -18.94 | 52 | 5.98 |  |  | 1
1986-01-27 | Jan | 7:00 | -5.98 | -18.94 | 52 | 5.98 |  |  | 1
1986-01-27 | Jan | 8:00 | -5.98 | -18.94 | 52 | 5.98 |  |  | 1
1986-01-27 | Jan | 9:00 | -4 | -18.04 | 50 | 4 |  |  | 1
1986-01-27 | Jan | 10:00 | -0.04 | -16.96 | 44 | 0.04 |  |  | 1
1986-01-27 | Jan | 11:00 | 1.94 | -16.96 | 40 | 0 |  |  | 0
1986-01-27 | Jan | 12:00 | 3.02 | -16.96 | 38 | 0 |  |  | 0
1986-01-27 | Jan | 13:00 | 5 | -16.06 | 37 | 0 |  |  | 0
1986-01-27 | Jan | 14:00 | 5 | -16.96 | 35 | 0 |  |  | 0
1986-01-27 | Jan | 15:00 | 3.92 | -16.96 | 36 | 0 |  |  | 0
1986-01-27 | Jan | 16:00 | 3.92 | -16.06 | 38 | 0 |  |  | 0
1986-01-27 | Jan | 17:00 | 1.04 | -16.96 | 42 | 0 |  |  | 0
1986-01-27 | Jan | 18:00 | -0.04 | -16.06 | 46 | 0.04 |  |  | 1
1986-01-27 | Jan | 19:00 | -0.04 | -16.96 | 44 | 0.04 |  |  | 1
1986-01-27 | Jan | 20:00 | -0.94 | -14.98 | 51 | 0.94 |  |  | 1
1986-01-27 | Jan | 21:00 | -0.04 | -14.98 | 48 | 0.04 |  |  | 1
1986-01-27 | Jan | 22:00 | 1.04 | -13 | 51 | 0 |  |  | 0
1986-01-27 | Jan | 23:00 | 1.04 | -13 | 51 | 0 |  |  | 0
1986-01-27 | Jan | 24:00 | 1.04 | -13 | 51 | 0 | 1.7483 |  | 0
1986-01-28 | Jan | 1:00 | 1.04 | -13 | 51 | 0 |  |  | 0
1986-01-28 | Jan | 2:00 | 1.04 | -11.92 | 54 | 0 |  |  | 0
1986-01-28 | Jan | 3:00 | 1.04 | -11.92 | 54 | 0 |  |  | 0
1986-01-28 | Jan | 4:00 | 1.94 | -11.02 | 54 | 0 |  |  | 0
1986-01-28 | Jan | 5:00 | 1.94 | -11.02 | 54 | 0 |  |  | 0
1986-01-28 | Jan | 6:00 | 1.94 | -9.94 | 57 | 0 |  |  | 0
1986-01-28 | Jan | 7:00 | 1.94 | -9.04 | 60 | 0 |  |  | 0
1986-01-28 | Jan | 8:00 | 3.02 | -9.94 | 54 | 0 |  |  | 0
1986-01-28 | Jan | 9:00 | 5 | -11.02 | 47 | 0 |  |  | 0
1986-01-28 | Jan | 10:00 | 8.96 | -7.96 | 45 | 0 |  |  | 0
1986-01-28 | Jan | 11:00 | 8.96 | -7.96 | 45 | 0 |  |  | 0
1986-01-28 | Jan | 12:00 | 12.02 | -5.98 | 44 | 0 |  |  | 0
1986-01-28 | Jan | 13:00 | 12.92 | -2.92 | 48 | 0 |  |  | 0
1986-01-28 | Jan | 14:00 | 15.08 | -0.94 | 49 | 0 |  |  | 0
1986-01-28 | Jan | 15:00 | 15.98 | 3.92 | 59 | 0 |  |  | 0
1986-01-28 | Jan | 16:00 | 15.98 | 6.08 | 65 | 0 |  |  | 0
1986-01-28 | Jan | 17:00 | 17.06 | 6.98 | 65 | 0 |  |  | 0
1986-01-28 | Jan | 18:00 | 17.06 | 8.96 | 71 | 0 |  |  | 0
1986-01-28 | Jan | 19:00 | 17.96 | 8.06 | 65 | 0 |  |  | 0
1986-01-28 | Jan | 20:00 | 17.96 | 8.96 | 68 | 0 |  |  | 0
1986-01-28 | Jan | 21:00 | 17.96 | 10.04 | 71 | 0 |  |  | 0
1986-01-28 | Jan | 22:00 | 17.06 | 12.02 | 81 | 0 |  |  | 0
1986-01-28 | Jan | 23:00 | 17.06 | 15.08 | 92 | 0 |  |  | 0
1986-01-28 | Jan | 24:00 | 17.06 | 15.08 | 92 | 0 | 0 |  | 0
1986-01-29 | Jan | 1:00 | 17.96 | 15.98 | 92 | 0 |  |  | 0
1986-01-29 | Jan | 2:00 | 19.04 | 17.06 | 92 | 0 |  |  | 0
1986-01-29 | Jan | 3:00 | 19.04 | 17.96 | 96 | 0 |  |  | 0
1986-01-29 | Jan | 4:00 | 19.04 | 17.96 | 96 | 0 |  |  | 0
1986-01-29 | Jan | 5:00 | 19.04 | 17.96 | 96 | 0 |  |  | 0
1986-01-29 | Jan | 6:00 | 19.94 | 17.96 | 92 | 0 |  |  | 0
1986-01-29 | Jan | 7:00 | 19.04 | 15.08 | 84 | 0 |  |  | 0
1986-01-29 | Jan | 8:00 | 17.96 | 12.02 | 77 | 0 |  |  | 0
1986-01-29 | Jan | 9:00 | 15.98 | 10.94 | 81 | 0 |  |  | 0
1986-01-29 | Jan | 10:00 | 17.06 | 8.96 | 71 | 0 |  |  | 0
1986-01-29 | Jan | 11:00 | 15.98 | 8.06 | 71 | 0 |  |  | 0
1986-01-29 | Jan | 12:00 | 17.06 | 6.98 | 65 | 0 |  |  | 0
1986-01-29 | Jan | 13:00 | 17.06 | 6.98 | 65 | 0 |  |  | 0
1986-01-29 | Jan | 14:00 | 17.96 | 6.08 | 59 | 0 |  |  | 0
1986-01-29 | Jan | 15:00 | 17.06 | 6.08 | 62 | 0 |  |  | 0
1986-01-29 | Jan | 16:00 | 15.98 | 5 | 62 | 0 |  |  | 0
1986-01-29 | Jan | 17:00 | 12.92 | 3.92 | 67 | 0 |  |  | 0
1986-01-29 | Jan | 18:00 | 12.92 | 3.92 | 67 | 0 |  |  | 0
1986-01-29 | Jan | 19:00 | 12.02 | 3.02 | 67 | 0 |  |  | 0
1986-01-29 | Jan | 20:00 | 10.94 | 1.94 | 67 | 0 |  |  | 0
1986-01-29 | Jan | 21:00 | 10.04 | 1.04 | 67 | 0 |  |  | 0
1986-01-29 | Jan | 22:00 | 8.96 | -0.04 | 67 | 0 |  |  | 0
1986-01-29 | Jan | 23:00 | 8.06 | -0.04 | 70 | 0 |  |  | 0
1986-01-29 | Jan | 24:00 | 6.98 | -2.02 | 66 | 0 | 0 |  | 0
1986-01-30 | Jan | 1:00 | 3.02 | -5.98 | 66 | 0 |  |  | 0
1986-01-30 | Jan | 2:00 | 1.94 | -5.98 | 69 | 0 |  |  | 0
1986-01-30 | Jan | 3:00 | 1.04 | -5.98 | 72 | 0 |  |  | 0
1986-01-30 | Jan | 4:00 | 1.04 | -5.08 | 76 | 0 |  |  | 0
1986-01-30 | Jan | 5:00 | 1.04 | -5.08 | 76 | 0 |  |  | 0
1986-01-30 | Jan | 6:00 | 3.92 | -2.02 | 76 | 0 |  |  | 0
1986-01-30 | Jan | 7:00 | 5 | -2.02 | 73 | 0 |  |  | 0
1986-01-30 | Jan | 8:00 | 6.08 | -0.94 | 73 | 0 |  |  | 0
1986-01-30 | Jan | 9:00 | 8.06 | -0.04 | 70 | 0 |  |  | 0
1986-01-30 | Jan | 10:00 | 12.02 | 1.04 | 61 | 0 |  |  | 0
1986-01-30 | Jan | 11:00 | 12.92 | 1.04 | 58 | 0 |  |  | 0
1986-01-30 | Jan | 12:00 | 15.08 | 5 | 64 | 0 |  |  | 0
1986-01-30 | Jan | 13:00 | 15.98 | 5 | 62 | 0 |  |  | 0
1986-01-30 | Jan | 14:00 | 17.06 | 6.98 | 65 | 0 |  |  | 0
1986-01-30 | Jan | 15:00 | 19.04 | 8.06 | 62 | 0 |  |  | 0
1986-01-30 | Jan | 16:00 | 19.04 | 8.96 | 65 | 0 |  |  | 0
1986-01-30 | Jan | 17:00 | 21.02 | 8.06 | 57 | 0 |  |  | 0
1986-01-30 | Jan | 18:00 | 21.02 | 10.04 | 62 | 0 |  |  | 0
1986-01-30 | Jan | 19:00 | 19.04 | 10.04 | 68 | 0 |  |  | 0
1986-01-30 | Jan | 20:00 | 19.94 | 10.04 | 65 | 0 |  |  | 0
1986-01-30 | Jan | 21:00 | 21.92 | 12.02 | 65 | 0 |  |  | 0
1986-01-30 | Jan | 22:00 | 21.02 | 15.08 | 78 | 0 |  |  | 0
1986-01-30 | Jan | 23:00 | 19.04 | 17.06 | 92 | 0 |  |  | 0
1986-01-30 | Jan | 24:00 | 17.96 | 15.98 | 92 | 0 | 0 |  | 0
1986-01-31 | Jan | 1:00 | 19.04 | 17.06 | 92 | 0 |  |  | 0
1986-01-31 | Jan | 2:00 | 19.94 | 17.06 | 88 | 0 |  |  | 0
1986-01-31 | Jan | 3:00 | 19.94 | 17.96 | 92 | 0 |  |  | 0
1986-01-31 | Jan | 4:00 | 19.94 | 17.96 | 92 | 0 |  |  | 0
1986-01-31 | Jan | 5:00 | 19.94 | 17.96 | 92 | 0 |  |  | 0
1986-01-31 | Jan | 6:00 | 21.02 | 17.96 | 88 | 0 |  |  | 0
1986-01-31 | Jan | 7:00 | 21.92 | 17.96 | 85 | 0 |  |  | 0
1986-01-31 | Jan | 8:00 | 23 | 17.96 | 81 | 0 |  |  | 0
1986-01-31 | Jan | 9:00 | 24.98 | 19.04 | 78 | 0 |  |  | 0
1986-01-31 | Jan | 10:00 | 26.06 | 21.02 | 81 | 0 |  |  | 0
1986-01-31 | Jan | 11:00 | 28.04 | 21.02 | 75 | 0 |  |  | 0
1986-01-31 | Jan | 12:00 | 28.94 | 21.02 | 72 | 0 |  |  | 0
1986-01-31 | Jan | 13:00 | 30.02 | 21.92 | 72 | 0 |  |  | 0
1986-01-31 | Jan | 14:00 | 30.02 | 21.92 | 72 | 0 |  |  | 0
1986-01-31 | Jan | 15:00 | 28.94 | 21.92 | 75 | 0 |  |  | 0
1986-01-31 | Jan | 16:00 | 28.94 | 21.92 | 75 | 0 |  |  | 0
1986-01-31 | Jan | 17:00 | 28.94 | 21.02 | 72 | 0 |  |  | 0
1986-01-31 | Jan | 18:00 | 28.04 | 21.02 | 75 | 0 |  |  | 0
1986-01-31 | Jan | 19:00 | 28.94 | 21.92 | 75 | 0 |  |  | 0
1986-01-31 | Jan | 20:00 | 28.94 | 21.92 | 75 | 0 |  |  | 0
1986-01-31 | Jan | 21:00 | 30.02 | 24.08 | 78 | 0 |  |  | 0
1986-01-31 | Jan | 22:00 | 27.32 | 20.84 | 78 | 0 |  |  | 0
1986-01-31 | Jan | 23:00 | 24.44 | 17.42 | 75 | 0 |  |  | 0
1986-01-31 | Jan | 24:00 | 21.56 | 14 | 85 | 0 | 0 |  | 0
1977-02-01 | Feb | 1:00 | 18.86 | 10.4 | 70 | 0 |  |  | 0
1977-02-01 | Feb | 2:00 | 15.98 | 6.98 | 70 | 0 |  |  | 0
1977-02-01 | Feb | 3:00 | 13.1 | 3.56 | 70 | 0 |  |  | 0
1977-02-01 | Feb | 4:00 | 10.04 | -0.04 | 64 | 0 |  |  | 0
1977-02-01 | Feb | 5:00 | 8.06 | -0.04 | 70 | 0 |  |  | 0
1977-02-01 | Feb | 6:00 | 8.06 | -0.94 | 66 | 0 |  |  | 0
1977-02-01 | Feb | 7:00 | 6.98 | -2.02 | 66 | 0 |  |  | 0
1977-02-01 | Feb | 8:00 | 6.98 | -0.04 | 73 | 0 |  |  | 0
1977-02-01 | Feb | 9:00 | 10.04 | 3.02 | 73 | 0 |  |  | 0
1977-02-01 | Feb | 10:00 | 12.92 | 3.92 | 67 | 0 |  |  | 0
1977-02-01 | Feb | 11:00 | 15.98 | 5 | 62 | 0 |  |  | 0
1977-02-01 | Feb | 12:00 | 17.96 | 6.98 | 62 | 0 |  |  | 0
1977-02-01 | Feb | 13:00 | 19.94 | 10.94 | 68 | 0 |  |  | 0
1977-02-01 | Feb | 14:00 | 21.02 | 12.02 | 68 | 0 |  |  | 0
1977-02-01 | Feb | 15:00 | 21.92 | 12.92 | 68 | 0 |  |  | 0
1977-02-01 | Feb | 16:00 | 23 | 12.02 | 63 | 0 |  |  | 0
1977-02-01 | Feb | 17:00 | 21.02 | 10.94 | 65 | 0 |  |  | 0
1977-02-01 | Feb | 18:00 | 17.06 | 8.06 | 68 | 0 |  |  | 0
1977-02-01 | Feb | 19:00 | 12.02 | 6.98 | 80 | 0 |  |  | 0
1977-02-01 | Feb | 20:00 | 10.94 | 5 | 77 | 0 |  |  | 0
1977-02-01 | Feb | 21:00 | 8.06 | 3.92 | 84 | 0 |  |  | 0
1977-02-01 | Feb | 22:00 | 6.98 | 3.02 | 83 | 0 |  |  | 0
1977-02-01 | Feb | 23:00 | 6.98 | 1.94 | 80 | 0 |  |  | 0
1977-02-01 | Feb | 24:00 | 6.98 | -2.02 | 66 | 0 | 0 |  | 0
1977-02-02 | Feb | 1:00 | 8.06 | -0.04 | 70 | 0 |  |  | 0
1977-02-02 | Feb | 2:00 | 6.08 | -2.02 | 69 | 0 |  |  | 0
1977-02-02 | Feb | 3:00 | 6.98 | -0.04 | 73 | 0 |  |  | 0
1977-02-02 | Feb | 4:00 | 5 | -2.92 | 69 | 0 |  |  | 0
1977-02-02 | Feb | 5:00 | 6.08 | -0.04 | 76 | 0 |  |  | 0
1977-02-02 | Feb | 6:00 | 3.92 | -2.92 | 72 | 0 |  |  | 0
1977-02-02 | Feb | 7:00 | 6.98 | 1.94 | 80 | 0 |  |  | 0
1977-02-02 | Feb | 8:00 | 8.06 | 3.92 | 84 | 0 |  |  | 0
1977-02-02 | Feb | 9:00 | 12.92 | 5 | 70 | 0 |  |  | 0
1977-02-02 | Feb | 10:00 | 19.04 | 10.94 | 71 | 0 |  |  | 0
1977-02-02 | Feb | 11:00 | 19.94 | 12.02 | 71 | 0 |  |  | 0
1977-02-02 | Feb | 12:00 | 24.08 | 15.08 | 68 | 0 |  |  | 0
1977-02-02 | Feb | 13:00 | 28.04 | 21.92 | 78 | 0 |  |  | 0
1977-02-02 | Feb | 14:00 | 30.02 | 21.02 | 69 | 0 |  |  | 0
1977-02-02 | Feb | 15:00 | 30.92 | 19.04 | 61 | 0 |  |  | 0
1977-02-02 | Feb | 16:00 | 30.92 | 17.06 | 56 | 0 |  |  | 0
1977-02-02 | Feb | 17:00 | 28.94 | 17.96 | 63 | 0 |  |  | 0
1977-02-02 | Feb | 18:00 | 28.04 | 17.96 | 66 | 0 |  |  | 0
1977-02-02 | Feb | 19:00 | 26.96 | 19.04 | 72 | 0 |  |  | 0
1977-02-02 | Feb | 20:00 | 26.96 | 19.94 | 75 | 0 |  |  | 0
1977-02-02 | Feb | 21:00 | 28.04 | 21.92 | 78 | 0 |  |  | 0
1977-02-02 | Feb | 22:00 | 28.94 | 23 | 78 | 0 |  |  | 0
1977-02-02 | Feb | 23:00 | 28.94 | 23 | 78 | 0 |  |  | 0
1977-02-02 | Feb | 24:00 | 28.94 | 21.92 | 75 | 0 | 0 |  | 0
1977-02-03 | Feb | 1:00 | 28.04 | 21.92 | 78 | 0 |  |  | 0
1977-02-03 | Feb | 2:00 | 28.94 | 21.92 | 75 | 0 |  |  | 0
1977-02-03 | Feb | 3:00 | 28.94 | 23 | 78 | 0 |  |  | 0
1977-02-03 | Feb | 4:00 | 28.94 | 21.92 | 75 | 0 |  |  | 0
1977-02-03 | Feb | 5:00 | 28.04 | 21.02 | 75 | 0 |  |  | 0
1977-02-03 | Feb | 6:00 | 28.04 | 21.02 | 75 | 0 |  |  | 0
1977-02-03 | Feb | 7:00 | 28.94 | 19.94 | 69 | 0 |  |  | 0
1977-02-03 | Feb | 8:00 | 28.94 | 19.04 | 66 | 0 |  |  | 0
1977-02-03 | Feb | 9:00 | 28.04 | 17.96 | 66 | 0 |  |  | 0
1977-02-03 | Feb | 10:00 | 28.04 | 19.94 | 72 | 0 |  |  | 0
1977-02-03 | Feb | 11:00 | 28.04 | 19.04 | 69 | 0 |  |  | 0
1977-02-03 | Feb | 12:00 | 28.94 | 17.06 | 61 | 0 |  |  | 0
1977-02-03 | Feb | 13:00 | 28.04 | 15.98 | 61 | 0 |  |  | 0
1977-02-03 | Feb | 14:00 | 28.94 | 15.98 | 58 | 0 |  |  | 0
1977-02-03 | Feb | 15:00 | 28.94 | 17.96 | 63 | 0 |  |  | 0
1977-02-03 | Feb | 16:00 | 30.02 | 19.94 | 66 | 0 |  |  | 0
1977-02-03 | Feb | 17:00 | 30.92 | 21.02 | 66 | 0 |  |  | 0
1977-02-03 | Feb | 18:00 | 30.02 | 21.02 | 69 | 0 |  |  | 0
1977-02-03 | Feb | 19:00 | 30.02 | 21.92 | 72 | 0 |  |  | 0
1977-02-03 | Feb | 20:00 | 30.02 | 21.92 | 72 | 0 |  |  | 0
1977-02-03 | Feb | 21:00 | 30.02 | 21.92 | 72 | 0 |  |  | 0
1977-02-03 | Feb | 22:00 | 30.02 | 21.92 | 72 | 0 |  |  | 0
1977-02-03 | Feb | 23:00 | 30.02 | 21.92 | 72 | 0 |  |  | 0
1977-02-03 | Feb | 24:00 | 30.02 | 21.92 | 72 | 0 | 0 |  | 0
1977-02-04 | Feb | 1:00 | 28.94 | 21.02 | 72 | 0 |  |  | 0
1977-02-04 | Feb | 2:00 | 28.94 | 21.02 | 72 | 0 |  |  | 0
1977-02-04 | Feb | 3:00 | 28.94 | 21.92 | 75 | 0 |  |  | 0
1977-02-04 | Feb | 4:00 | 28.94 | 23 | 78 | 0 |  |  | 0
1977-02-04 | Feb | 5:00 | 28.94 | 23 | 78 | 0 |  |  | 0
1977-02-04 | Feb | 6:00 | 28.94 | 23 | 78 | 0 |  |  | 0
1977-02-04 | Feb | 7:00 | 28.94 | 23 | 78 | 0 |  |  | 0
1977-02-04 | Feb | 8:00 | 28.94 | 23 | 78 | 0 |  |  | 0
1977-02-04 | Feb | 9:00 | 28.94 | 24.08 | 82 | 0 |  |  | 0
1977-02-04 | Feb | 10:00 | 30.02 | 26.06 | 85 | 0 |  |  | 0
1977-02-04 | Feb | 11:00 | 30.02 | 26.06 | 85 | 0 |  |  | 0
1977-02-04 | Feb | 12:00 | 30.92 | 26.96 | 85 | 0 |  |  | 0
1977-02-04 | Feb | 13:00 | 30.92 | 24.08 | 75 | 0 |  |  | 0
1977-02-04 | Feb | 14:00 | 30.02 | 23 | 75 | 0 |  |  | 0
1977-02-04 | Feb | 15:00 | 28.04 | 19.94 | 72 | 0 |  |  | 0
1977-02-04 | Feb | 16:00 | 26.06 | 19.04 | 75 | 0 |  |  | 0
1977-02-04 | Feb | 17:00 | 23 | 14 | 68 | 0 |  |  | 0
1977-02-04 | Feb | 18:00 | 21.92 | 12.02 | 65 | 0 |  |  | 0
1977-02-04 | Feb | 19:00 | 19.94 | 8.96 | 62 | 0 |  |  | 0
1977-02-04 | Feb | 20:00 | 21.02 | 10.94 | 65 | 0 |  |  | 0
1977-02-04 | Feb | 21:00 | 19.04 | 8.06 | 62 | 0 |  |  | 0
1977-02-04 | Feb | 22:00 | 17.06 | 6.08 | 62 | 0 |  |  | 0
1977-02-04 | Feb | 23:00 | 14 | 3.92 | 64 | 0 |  |  | 0
1977-02-04 | Feb | 24:00 | 12.02 | 1.94 | 64 | 0 | 0 |  | 0
1977-02-05 | Feb | 1:00 | 10.94 | -7.96 | 42 | 0 |  |  | 0
1977-02-05 | Feb | 2:00 | 8.96 | -7.06 | 48 | 0 |  |  | 0
1977-02-05 | Feb | 3:00 | 6.08 | -9.04 | 50 | 0 |  |  | 0
1977-02-05 | Feb | 4:00 | 3.02 | -7.96 | 60 | 0 |  |  | 0
1977-02-05 | Feb | 5:00 | 1.94 | -9.94 | 57 | 0 |  |  | 0
1977-02-05 | Feb | 6:00 | 3.92 | -5.98 | 63 | 0 |  |  | 0
1977-02-05 | Feb | 7:00 | 3.92 | -7.96 | 57 | 0 |  |  | 0
1977-02-05 | Feb | 8:00 | 3.02 | -7.96 | 60 | 0 |  |  | 0
1977-02-05 | Feb | 9:00 | 6.08 | -7.06 | 55 | 0 |  |  | 0
1977-02-05 | Feb | 10:00 | 6.08 | -5.98 | 57 | 0 |  |  | 0
1977-02-05 | Feb | 11:00 | 8.06 | -5.08 | 55 | 0 |  |  | 0
1977-02-05 | Feb | 12:00 | 8.96 | -5.08 | 53 | 0 |  |  | 0
1977-02-05 | Feb | 13:00 | 10.04 | -5.08 | 50 | 0 |  |  | 0
1977-02-05 | Feb | 14:00 | 10.04 | -5.08 | 50 | 0 |  |  | 0
1977-02-05 | Feb | 15:00 | 8.96 | -5.08 | 53 | 0 |  |  | 0
1977-02-05 | Feb | 16:00 | 8.96 | -5.98 | 50 | 0 |  |  | 0
1977-02-05 | Feb | 17:00 | 6.98 | -7.96 | 50 | 0 |  |  | 0
1977-02-05 | Feb | 18:00 | 5 | -9.94 | 49 | 0 |  |  | 0
1977-02-05 | Feb | 19:00 | -0.04 | -11.02 | 59 | 0.04 |  |  | 1
1977-02-05 | Feb | 20:00 | -0.04 | -9.94 | 62 | 0.04 |  |  | 1
1977-02-05 | Feb | 21:00 | -0.94 | -11.02 | 62 | 0.94 |  |  | 1
1977-02-05 | Feb | 22:00 | 1.94 | -13 | 49 | 0 |  |  | 0
1977-02-05 | Feb | 23:00 | -0.94 | -11.02 | 62 | 0.94 |  |  | 1
1977-02-05 | Feb | 24:00 | -2.92 | -13 | 62 | 2.92 | 0.20333 |  | 1
1977-02-06 | Feb | 1:00 | -2.92 | -13 | 62 | 2.92 |  |  | 1
1977-02-06 | Feb | 2:00 | -2.92 | -13 | 62 | 2.92 |  |  | 1
1977-02-06 | Feb | 3:00 | -5.98 | -14.98 | 64 | 5.98 |  |  | 1
1977-02-06 | Feb | 4:00 | -5.98 | -16.06 | 61 | 5.98 |  |  | 1
1977-02-06 | Feb | 5:00 | -7.06 | -16.06 | 64 | 7.06 |  |  | 1
1977-02-06 | Feb | 6:00 | -5.98 | -14.98 | 64 | 5.98 |  |  | 1
1977-02-06 | Feb | 7:00 | -5.98 | -16.06 | 61 | 5.98 |  |  | 1
1977-02-06 | Feb | 8:00 | -5.98 | -14.08 | 68 | 5.98 |  |  | 1
1977-02-06 | Feb | 9:00 | -0.94 | -9.04 | 68 | 0.94 |  |  | 1
1977-02-06 | Feb | 10:00 | 3.92 | -5.98 | 63 | 0 |  |  | 0
1977-02-06 | Feb | 11:00 | 6.98 | -2.92 | 63 | 0 |  |  | 0
1977-02-06 | Feb | 12:00 | 10.04 | -2.02 | 58 | 0 |  |  | 0
1977-02-06 | Feb | 13:00 | 12.92 | -0.94 | 53 | 0 |  |  | 0
1977-02-06 | Feb | 14:00 | 15.08 | -0.94 | 49 | 0 |  |  | 0
1977-02-06 | Feb | 15:00 | 14 | -0.94 | 51 | 0 |  |  | 0
1977-02-06 | Feb | 16:00 | 12.92 | -2.02 | 51 | 0 |  |  | 0
1977-02-06 | Feb | 17:00 | 10.04 | -4 | 53 | 0 |  |  | 0
1977-02-06 | Feb | 18:00 | 6.98 | -5.98 | 55 | 0 |  |  | 0
1977-02-06 | Feb | 19:00 | 3.92 | -7.96 | 57 | 0 |  |  | 0
1977-02-06 | Feb | 20:00 | 3.02 | -7.06 | 63 | 0 |  |  | 0
1977-02-06 | Feb | 21:00 | -2.92 | -11.02 | 68 | 2.92 |  |  | 1
1977-02-06 | Feb | 22:00 | -0.94 | -9.04 | 68 | 0.94 |  |  | 1
1977-02-06 | Feb | 23:00 | -2.92 | -11.92 | 65 | 2.92 |  |  | 1
1977-02-06 | Feb | 24:00 | -5.98 | -13 | 71 | 5.98 | 2.3542 |  | 1
1977-02-07 | Feb | 1:00 | -4 | -11.92 | 68 | 4 |  |  | 1
1977-02-07 | Feb | 2:00 | -5.08 | -13 | 68 | 5.08 |  |  | 1
1977-02-07 | Feb | 3:00 | -4 | -11.92 | 68 | 4 |  |  | 1
1977-02-07 | Feb | 4:00 | -4 | -11.92 | 68 | 4 |  |  | 1
1977-02-07 | Feb | 5:00 | -4 | -11.92 | 68 | 4 |  |  | 1
1977-02-07 | Feb | 6:00 | -2.92 | -11.02 | 68 | 2.92 |  |  | 1
1977-02-07 | Feb | 7:00 | -7.06 | -18.04 | 58 | 7.06 |  |  | 1
1977-02-07 | Feb | 8:00 | -4 | -11.92 | 68 | 4 |  |  | 1
1977-02-07 | Feb | 9:00 | 1.04 | -5.98 | 72 | 0 |  |  | 0
1977-02-07 | Feb | 10:00 | 6.08 | -2.02 | 69 | 0 |  |  | 0
1977-02-07 | Feb | 11:00 | 8.96 | -0.04 | 67 | 0 |  |  | 0
1977-02-07 | Feb | 12:00 | 14 | 1.94 | 59 | 0 |  |  | 0
1977-02-07 | Feb | 13:00 | 15.08 | 1.04 | 54 | 0 |  |  | 0
1977-02-07 | Feb | 14:00 | 15.98 | 1.04 | 51 | 0 |  |  | 0
1977-02-07 | Feb | 15:00 | 15.98 | 1.04 | 51 | 0 |  |  | 0
1977-02-07 | Feb | 16:00 | 15.08 | -0.04 | 51 | 0 |  |  | 0
1977-02-07 | Feb | 17:00 | 12.02 | -2.02 | 53 | 0 |  |  | 0
1977-02-07 | Feb | 18:00 | 8.96 | -4 | 55 | 0 |  |  | 0
1977-02-07 | Feb | 19:00 | 8.06 | -4 | 58 | 0 |  |  | 0
1977-02-07 | Feb | 20:00 | 10.04 | 1.04 | 67 | 0 |  |  | 0
1977-02-07 | Feb | 21:00 | 10.94 | 1.94 | 67 | 0 |  |  | 0
1977-02-07 | Feb | 22:00 | 10.94 | 1.94 | 67 | 0 |  |  | 0
1977-02-07 | Feb | 23:00 | 12.02 | 1.94 | 64 | 0 |  |  | 0
1977-02-07 | Feb | 24:00 | 12.92 | 3.02 | 64 | 0 | 1.4608 |  | 0
1977-02-08 | Feb | 1:00 | 12.92 | 3.02 | 64 | 0 |  |  | 0
1977-02-08 | Feb | 2:00 | 12.92 | 3.02 | 64 | 0 |  |  | 0
1977-02-08 | Feb | 3:00 | 12.92 | 3.92 | 67 | 0 |  |  | 0
1977-02-08 | Feb | 4:00 | 12.92 | 3.92 | 67 | 0 |  |  | 0
1977-02-08 | Feb | 5:00 | 12.92 | 5 | 70 | 0 |  |  | 0
1977-02-08 | Feb | 6:00 | 12.92 | 3.02 | 64 | 0 |  |  | 0
1977-02-08 | Feb | 7:00 | 12.92 | 5 | 70 | 0 |  |  | 0
1977-02-08 | Feb | 8:00 | 12.02 | 1.94 | 64 | 0 |  |  | 0
1977-02-08 | Feb | 9:00 | 12.92 | 3.92 | 67 | 0 |  |  | 0
1977-02-08 | Feb | 10:00 | 15.08 | 6.98 | 70 | 0 |  |  | 0
1977-02-08 | Feb | 11:00 | 17.96 | 8.96 | 68 | 0 |  |  | 0
1977-02-08 | Feb | 12:00 | 19.94 | 6.98 | 57 | 0 |  |  | 0
1977-02-08 | Feb | 13:00 | 21.92 | 8.06 | 55 | 0 |  |  | 0
1977-02-08 | Feb | 14:00 | 23 | 8.96 | 55 | 0 |  |  | 0
1977-02-08 | Feb | 15:00 | 24.08 | 6.98 | 48 | 0 |  |  | 0
1977-02-08 | Feb | 16:00 | 24.98 | 8.06 | 48 | 0 |  |  | 0
1977-02-08 | Feb | 17:00 | 24.08 | 8.06 | 50 | 0 |  |  | 0
1977-02-08 | Feb | 18:00 | 23 | 8.06 | 52 | 0 |  |  | 0
1977-02-08 | Feb | 19:00 | 21.92 | 8.06 | 55 | 0 |  |  | 0
1977-02-08 | Feb | 20:00 | 23 | 10.04 | 57 | 0 |  |  | 0
1977-02-08 | Feb | 21:00 | 21.92 | 10.04 | 60 | 0 |  |  | 0
1977-02-08 | Feb | 22:00 | 21.92 | 10.94 | 62 | 0 |  |  | 0
1977-02-08 | Feb | 23:00 | 23 | 10.04 | 57 | 0 |  |  | 0
1977-02-08 | Feb | 24:00 | 23 | 6.98 | 50 | 0 | 0 |  | 0
1977-02-09 | Feb | 1:00 | 23 | 8.96 | 55 | 0 |  |  | 0
1977-02-09 | Feb | 2:00 | 24.08 | 10.04 | 55 | 0 |  |  | 0
1977-02-09 | Feb | 3:00 | 24.98 | 12.92 | 60 | 0 |  |  | 0
1977-02-09 | Feb | 4:00 | 24.98 | 15.98 | 69 | 0 |  |  | 0
1977-02-09 | Feb | 5:00 | 24.08 | 15.98 | 71 | 0 |  |  | 0
1977-02-09 | Feb | 6:00 | 24.98 | 17.96 | 75 | 0 |  |  | 0
1977-02-09 | Feb | 7:00 | 24.98 | 19.04 | 78 | 0 |  |  | 0
1977-02-09 | Feb | 8:00 | 26.06 | 19.94 | 78 | 0 |  |  | 0
1977-02-09 | Feb | 9:00 | 28.04 | 21.92 | 78 | 0 |  |  | 0
1977-02-09 | Feb | 10:00 | 30.02 | 24.08 | 78 | 0 |  |  | 0
1977-02-09 | Feb | 11:00 | 33.98 | 26.06 | 73 | 0 |  |  | 0
1977-02-09 | Feb | 12:00 | 37.04 | 26.96 | 67 | 0 |  |  | 0
1977-02-09 | Feb | 13:00 | 37.04 | 28.04 | 70 | 0 |  |  | 0
1977-02-09 | Feb | 14:00 | 37.94 | 26.96 | 65 | 0 |  |  | 0
1977-02-09 | Feb | 15:00 | 39.92 | 28.94 | 65 | 0 |  |  | 0
1977-02-09 | Feb | 16:00 | 41 | 28.94 | 62 | 0 |  |  | 0
1977-02-09 | Feb | 17:00 | 39.92 | 28.04 | 62 | 0 |  |  | 0
1977-02-09 | Feb | 18:00 | 37.94 | 28.04 | 67 | 0 |  |  | 0
1977-02-09 | Feb | 19:00 | 37.94 | 28.94 | 70 | 0 |  |  | 0
1977-02-09 | Feb | 20:00 | 37.04 | 28.94 | 73 | 0 |  |  | 0
1977-02-09 | Feb | 21:00 | 35.96 | 28.94 | 76 | 0 |  |  | 0
1977-02-09 | Feb | 22:00 | 35.96 | 28.94 | 76 | 0 |  |  | 0
1977-02-09 | Feb | 23:00 | 33.08 | 26.96 | 79 | 0 |  |  | 0
1977-02-09 | Feb | 24:00 | 33.08 | 26.06 | 75 | 0 | 0 |  | 0
1977-02-10 | Feb | 1:00 | 32 | 26.06 | 79 | 0 |  |  | 0
1977-02-10 | Feb | 2:00 | 30.02 | 24.98 | 82 | 0 |  |  | 0
1977-02-10 | Feb | 3:00 | 30.02 | 24.08 | 78 | 0 |  |  | 0
1977-02-10 | Feb | 4:00 | 28.04 | 23 | 82 | 0 |  |  | 0
1977-02-10 | Feb | 5:00 | 28.04 | 24.08 | 85 | 0 |  |  | 0
1977-02-10 | Feb | 6:00 | 28.04 | 24.08 | 85 | 0 |  |  | 0
1977-02-10 | Feb | 7:00 | 28.04 | 24.08 | 85 | 0 |  |  | 0
1977-02-10 | Feb | 8:00 | 28.94 | 24.98 | 85 | 0 |  |  | 0
1977-02-10 | Feb | 9:00 | 35.06 | 32 | 89 | 0 |  |  | 0
1977-02-10 | Feb | 10:00 | 37.94 | 35.06 | 89 | 0 |  |  | 0
1977-02-10 | Feb | 11:00 | 39.92 | 33.98 | 79 | 0 |  |  | 0
1977-02-10 | Feb | 12:00 | 42.08 | 33.98 | 73 | 0 |  |  | 0
1977-02-10 | Feb | 13:00 | 44.06 | 35.06 | 71 | 0 |  |  | 0
1977-02-10 | Feb | 14:00 | 44.96 | 35.06 | 68 | 0 |  |  | 0
1977-02-10 | Feb | 15:00 | 46.04 | 35.96 | 68 | 0 |  |  | 0
1977-02-10 | Feb | 16:00 | 46.94 | 35.96 | 66 | 0 |  |  | 0
1977-02-10 | Feb | 17:00 | 44.96 | 35.06 | 68 | 0 |  |  | 0
1977-02-10 | Feb | 18:00 | 42.98 | 33.08 | 68 | 0 |  |  | 0
1977-02-10 | Feb | 19:00 | 41 | 33.08 | 73 | 0 |  |  | 0
1977-02-10 | Feb | 20:00 | 41 | 33.98 | 76 | 0 |  |  | 0
1977-02-10 | Feb | 21:00 | 41 | 35.06 | 79 | 0 |  |  | 0
1977-02-10 | Feb | 22:00 | 39.92 | 33.98 | 79 | 0 |  |  | 0
1977-02-10 | Feb | 23:00 | 39.92 | 33.08 | 76 | 0 |  |  | 0
1977-02-10 | Feb | 24:00 | 39.92 | 33.08 | 76 | 0 | 0 |  | 0
1977-02-11 | Feb | 1:00 | 39.02 | 33.08 | 79 | 0 |  |  | 0
1977-02-11 | Feb | 2:00 | 39.02 | 33.08 | 79 | 0 |  |  | 0
1977-02-11 | Feb | 3:00 | 39.02 | 33.08 | 79 | 0 |  |  | 0
1977-02-11 | Feb | 4:00 | 37.04 | 33.08 | 85 | 0 |  |  | 0
1977-02-11 | Feb | 5:00 | 37.04 | 30.92 | 79 | 0 |  |  | 0
1977-02-11 | Feb | 6:00 | 35.06 | 30.02 | 82 | 0 |  |  | 0
1977-02-11 | Feb | 7:00 | 33.98 | 28.94 | 82 | 0 |  |  | 0
1977-02-11 | Feb | 8:00 | 35.06 | 30.92 | 85 | 0 |  |  | 0
1977-02-11 | Feb | 9:00 | 37.94 | 33.98 | 86 | 0 |  |  | 0
1977-02-11 | Feb | 10:00 | 42.08 | 35.96 | 79 | 0 |  |  | 0
1977-02-11 | Feb | 11:00 | 44.96 | 35.06 | 68 | 0 |  |  | 0
1977-02-11 | Feb | 12:00 | 48.02 | 33.98 | 59 | 0 |  |  | 0
1977-02-11 | Feb | 13:00 | 51.08 | 33.98 | 52 | 0 |  |  | 0
1977-02-11 | Feb | 14:00 | 51.98 | 33.08 | 49 | 0 |  |  | 0
1977-02-11 | Feb | 15:00 | 57.02 | 33.08 | 40 | 0 |  |  | 0
1977-02-11 | Feb | 16:00 | 51.98 | 33.08 | 49 | 0 |  |  | 0
1977-02-11 | Feb | 17:00 | 50 | 32 | 50 | 0 |  |  | 0
1977-02-11 | Feb | 18:00 | 44.06 | 28.94 | 56 | 0 |  |  | 0
1977-02-11 | Feb | 19:00 | 42.08 | 30.92 | 65 | 0 |  |  | 0
1977-02-11 | Feb | 20:00 | 39.92 | 30.02 | 68 | 0 |  |  | 0
1977-02-11 | Feb | 21:00 | 41 | 33.08 | 73 | 0 |  |  | 0
1977-02-11 | Feb | 22:00 | 41 | 33.08 | 73 | 0 |  |  | 0
1977-02-11 | Feb | 23:00 | 41 | 33.98 | 76 | 0 |  |  | 0
1977-02-11 | Feb | 24:00 | 42.08 | 35.96 | 79 | 0 | 0 |  | 0
1977-02-12 | Feb | 1:00 | 44.06 | 39.02 | 83 | 0 |  |  | 0
1977-02-12 | Feb | 2:00 | 44.06 | 39.02 | 83 | 0 |  |  | 0
1977-02-12 | Feb | 3:00 | 44.06 | 37.94 | 80 | 0 |  |  | 0
1977-02-12 | Feb | 4:00 | 42.98 | 35.96 | 76 | 0 |  |  | 0
1977-02-12 | Feb | 5:00 | 41 | 33.98 | 76 | 0 |  |  | 0
1977-02-12 | Feb | 6:00 | 39.92 | 32 | 73 | 0 |  |  | 0
1977-02-12 | Feb | 7:00 | 39.92 | 33.08 | 76 | 0 |  |  | 0
1977-02-12 | Feb | 8:00 | 41 | 35.06 | 79 | 0 |  |  | 0
1977-02-12 | Feb | 9:00 | 42.08 | 35.06 | 76 | 0 |  |  | 0
1977-02-12 | Feb | 10:00 | 42.98 | 35.06 | 73 | 0 |  |  | 0
1977-02-12 | Feb | 11:00 | 44.06 | 37.04 | 76 | 0 |  |  | 0
1977-02-12 | Feb | 12:00 | 42.98 | 37.04 | 79 | 0 |  |  | 0
1977-02-12 | Feb | 13:00 | 39.92 | 33.98 | 79 | 0 |  |  | 0
1977-02-12 | Feb | 14:00 | 37.94 | 33.08 | 82 | 0 |  |  | 0
1977-02-12 | Feb | 15:00 | 39.92 | 33.98 | 79 | 0 |  |  | 0
1977-02-12 | Feb | 16:00 | 42.08 | 30.02 | 63 | 0 |  |  | 0
1977-02-12 | Feb | 17:00 | 39.92 | 28.94 | 65 | 0 |  |  | 0
1977-02-12 | Feb | 18:00 | 39.92 | 28.04 | 62 | 0 |  |  | 0
1977-02-12 | Feb | 19:00 | 39.02 | 28.04 | 65 | 0 |  |  | 0
1977-02-12 | Feb | 20:00 | 37.94 | 28.04 | 67 | 0 |  |  | 0
1977-02-12 | Feb | 21:00 | 37.04 | 28.04 | 70 | 0 |  |  | 0
1977-02-12 | Feb | 22:00 | 37.04 | 28.04 | 70 | 0 |  |  | 0
1977-02-12 | Feb | 23:00 | 37.04 | 24.98 | 62 | 0 |  |  | 0
1977-02-12 | Feb | 24:00 | 35.96 | 24.08 | 62 | 0 | 0 |  | 0
1977-02-13 | Feb | 1:00 | 35.96 | 24.08 | 61 | 0 |  |  | 0
1977-02-13 | Feb | 2:00 | 35.96 | 24.98 | 64 | 0 |  |  | 0
1977-02-13 | Feb | 3:00 | 35.06 | 23 | 62 | 0 |  |  | 0
1977-02-13 | Feb | 4:00 | 35.06 | 21.92 | 59 | 0 |  |  | 0
1977-02-13 | Feb | 5:00 | 35.06 | 23 | 62 | 0 |  |  | 0
1977-02-13 | Feb | 6:00 | 33.98 | 19.94 | 57 | 0 |  |  | 0
1977-02-13 | Feb | 7:00 | 35.06 | 21.92 | 59 | 0 |  |  | 0
1977-02-13 | Feb | 8:00 | 35.06 | 21.02 | 57 | 0 |  |  | 0
1977-02-13 | Feb | 9:00 | 35.06 | 23 | 62 | 0 |  |  | 0
1977-02-13 | Feb | 10:00 | 35.06 | 26.06 | 70 | 0 |  |  | 0
1977-02-13 | Feb | 11:00 | 35.96 | 23 | 59 | 0 |  |  | 0
1977-02-13 | Feb | 12:00 | 35.06 | 21.02 | 57 | 0 |  |  | 0
1977-02-13 | Feb | 13:00 | 35.06 | 23 | 62 | 0 |  |  | 0
1977-02-13 | Feb | 14:00 | 35.06 | 21.92 | 59 | 0 |  |  | 0
1977-02-13 | Feb | 15:00 | 35.96 | 21.92 | 57 | 0 |  |  | 0
1977-02-13 | Feb | 16:00 | 35.96 | 21.02 | 55 | 0 |  |  | 0
1977-02-13 | Feb | 17:00 | 35.06 | 21.02 | 57 | 0 |  |  | 0
1977-02-13 | Feb | 18:00 | 33.98 | 21.02 | 59 | 0 |  |  | 0
1977-02-13 | Feb | 19:00 | 30.92 | 19.94 | 64 | 0 |  |  | 0
1977-02-13 | Feb | 20:00 | 28.94 | 19.04 | 66 | 0 |  |  | 0
1977-02-13 | Feb | 21:00 | 30.02 | 21.02 | 69 | 0 |  |  | 0
1977-02-13 | Feb | 22:00 | 30.02 | 23 | 75 | 0 |  |  | 0
1977-02-13 | Feb | 23:00 | 30.02 | 21.92 | 72 | 0 |  |  | 0
1977-02-13 | Feb | 24:00 | 28.94 | 21.02 | 72 | 0 | 0 |  | 0
1977-02-14 | Feb | 1:00 | 28.94 | 21.02 | 72 | 0 |  |  | 0
1977-02-14 | Feb | 2:00 | 28.94 | 19.94 | 69 | 0 |  |  | 0
1977-02-14 | Feb | 3:00 | 28.94 | 19.94 | 69 | 0 |  |  | 0
1977-02-14 | Feb | 4:00 | 28.94 | 17.96 | 63 | 0 |  |  | 0
1977-02-14 | Feb | 5:00 | 28.94 | 17.96 | 63 | 0 |  |  | 0
1977-02-14 | Feb | 6:00 | 28.94 | 17.06 | 61 | 0 |  |  | 0
1977-02-14 | Feb | 7:00 | 26.96 | 15.98 | 63 | 0 |  |  | 0
1977-02-14 | Feb | 8:00 | 28.04 | 12.92 | 53 | 0 |  |  | 0
1977-02-14 | Feb | 9:00 | 28.94 | 12.92 | 51 | 0 |  |  | 0
1977-02-14 | Feb | 10:00 | 28.94 | 12.02 | 49 | 0 |  |  | 0
1977-02-14 | Feb | 11:00 | 30.02 | 12.92 | 49 | 0 |  |  | 0
1977-02-14 | Feb | 12:00 | 30.02 | 10.94 | 45 | 0 |  |  | 0
1977-02-14 | Feb | 13:00 | 30.02 | 10.94 | 45 | 0 |  |  | 0
1977-02-14 | Feb | 14:00 | 30.02 | 14 | 51 | 0 |  |  | 0
1977-02-14 | Feb | 15:00 | 28.04 | 15.98 | 61 | 0 |  |  | 0
1977-02-14 | Feb | 16:00 | 28.04 | 12.92 | 53 | 0 |  |  | 0
1977-02-14 | Feb | 17:00 | 26.96 | 12.02 | 53 | 0 |  |  | 0
1977-02-14 | Feb | 18:00 | 26.06 | 12.02 | 55 | 0 |  |  | 0
1977-02-14 | Feb | 19:00 | 24.98 | 14 | 63 | 0 |  |  | 0
1977-02-14 | Feb | 20:00 | 24.08 | 12.92 | 63 | 0 |  |  | 0
1977-02-14 | Feb | 21:00 | 24.08 | 14 | 66 | 0 |  |  | 0
1977-02-14 | Feb | 22:00 | 24.08 | 15.08 | 68 | 0 |  |  | 0
1977-02-14 | Feb | 23:00 | 23 | 14 | 68 | 0 |  |  | 0
1977-02-14 | Feb | 24:00 | 23 | 14 | 68 | 0 | 0 |  | 0
1977-02-15 | Feb | 1:00 | 21.92 | 10.94 | 62 | 0 |  |  | 0
1977-02-15 | Feb | 2:00 | 21.02 | 8.06 | 57 | 0 |  |  | 0
1977-02-15 | Feb | 3:00 | 19.04 | 6.98 | 59 | 0 |  |  | 0
1977-02-15 | Feb | 4:00 | 15.08 | 3.92 | 61 | 0 |  |  | 0
1977-02-15 | Feb | 5:00 | 14 | 3.02 | 61 | 0 |  |  | 0
1977-02-15 | Feb | 6:00 | 12.02 | 1.04 | 61 | 0 |  |  | 0
1977-02-15 | Feb | 7:00 | 12.92 | 1.04 | 58 | 0 |  |  | 0
1977-02-15 | Feb | 8:00 | 14 | -2.02 | 49 | 0 |  |  | 0
1977-02-15 | Feb | 9:00 | 15.98 | -0.04 | 49 | 0 |  |  | 0
1977-02-15 | Feb | 10:00 | 19.04 | 1.94 | 47 | 0 |  |  | 0
1977-02-15 | Feb | 11:00 | 21.02 | 3.92 | 48 | 0 |  |  | 0
1977-02-15 | Feb | 12:00 | 21.92 | 3.92 | 46 | 0 |  |  | 0
1977-02-15 | Feb | 13:00 | 24.08 | -0.04 | 35 | 0 |  |  | 0
1977-02-15 | Feb | 14:00 | 24.08 | -0.04 | 35 | 0 |  |  | 0
1977-02-15 | Feb | 15:00 | 24.08 | -0.04 | 35 | 0 |  |  | 0
1977-02-15 | Feb | 16:00 | 24.08 | 1.04 | 37 | 0 |  |  | 0
1977-02-15 | Feb | 17:00 | 21.92 | -0.04 | 38 | 0 |  |  | 0
1977-02-15 | Feb | 18:00 | 19.04 | -0.04 | 43 | 0 |  |  | 0
1977-02-15 | Feb | 19:00 | 19.04 | 1.94 | 47 | 0 |  |  | 0
1977-02-15 | Feb | 20:00 | 17.06 | 1.94 | 51 | 0 |  |  | 0
1977-02-15 | Feb | 21:00 | 15.98 | 1.94 | 54 | 0 |  |  | 0
1977-02-15 | Feb | 22:00 | 15.08 | 1.04 | 54 | 0 |  |  | 0
1977-02-15 | Feb | 23:00 | 14 | 1.04 | 56 | 0 |  |  | 0
1977-02-15 | Feb | 24:00 | 12.02 | -0.04 | 58 | 0 | 0 |  | 0
1977-02-16 | Feb | 1:00 | 12.02 | 1.94 | 64 | 0 |  |  | 0
1977-02-16 | Feb | 2:00 | 10.94 | -0.04 | 61 | 0 |  |  | 0
1977-02-16 | Feb | 3:00 | 8.96 | -0.04 | 67 | 0 |  |  | 0
1977-02-16 | Feb | 4:00 | 8.96 | 1.04 | 70 | 0 |  |  | 0
1977-02-16 | Feb | 5:00 | 10.04 | 1.04 | 67 | 0 |  |  | 0
1977-02-16 | Feb | 6:00 | 8.06 | -0.04 | 70 | 0 |  |  | 0
1977-02-16 | Feb | 7:00 | 10.94 | 5 | 77 | 0 |  |  | 0
1977-02-16 | Feb | 8:00 | 14 | 5 | 67 | 0 |  |  | 0
1977-02-16 | Feb | 9:00 | 17.96 | 3.92 | 54 | 0 |  |  | 0
1977-02-16 | Feb | 10:00 | 19.94 | 3.02 | 47 | 0 |  |  | 0
1977-02-16 | Feb | 11:00 | 21.92 | 3.92 | 46 | 0 |  |  | 0
1977-02-16 | Feb | 12:00 | 24.08 | -0.04 | 35 | 0 |  |  | 0
1977-02-16 | Feb | 13:00 | 24.98 | -0.04 | 33 | 0 |  |  | 0
1977-02-16 | Feb | 14:00 | 24.98 | 1.04 | 35 | 0 |  |  | 0
1977-02-16 | Feb | 15:00 | 26.06 | -0.04 | 32 | 0 |  |  | 0
1977-02-16 | Feb | 16:00 | 26.06 | -0.94 | 31 | 0 |  |  | 0
1977-02-16 | Feb | 17:00 | 24.08 | -0.04 | 35 | 0 |  |  | 0
1977-02-16 | Feb | 18:00 | 21.02 | -0.04 | 40 | 0 |  |  | 0
1977-02-16 | Feb | 19:00 | 19.94 | 3.92 | 50 | 0 |  |  | 0
1977-02-16 | Feb | 20:00 | 17.96 | 6.98 | 62 | 0 |  |  | 0
1977-02-16 | Feb | 21:00 | 15.98 | 5 | 62 | 0 |  |  | 0
1977-02-16 | Feb | 22:00 | 17.06 | 5 | 59 | 0 |  |  | 0
1977-02-16 | Feb | 23:00 | 15.08 | 1.94 | 56 | 0 |  |  | 0
1977-02-16 | Feb | 24:00 | 12.92 | 1.04 | 58 | 0 | 0 |  | 0
1977-02-17 | Feb | 1:00 | 15.08 | 5 | 64 | 0 |  |  | 0
1977-02-17 | Feb | 2:00 | 15.98 | 3.92 | 59 | 0 |  |  | 0
1977-02-17 | Feb | 3:00 | 17.96 | 3.02 | 52 | 0 |  |  | 0
1977-02-17 | Feb | 4:00 | 17.96 | 1.94 | 49 | 0 |  |  | 0
1977-02-17 | Feb | 5:00 | 17.96 | 6.98 | 62 | 0 |  |  | 0
1977-02-17 | Feb | 6:00 | 17.06 | 1.04 | 49 | 0 |  |  | 0
1977-02-17 | Feb | 7:00 | 17.96 | 8.06 | 65 | 0 |  |  | 0
1977-02-17 | Feb | 8:00 | 19.94 | 8.06 | 60 | 0 |  |  | 0
1977-02-17 | Feb | 9:00 | 23 | 10.94 | 60 | 0 |  |  | 0
1977-02-17 | Feb | 10:00 | 26.06 | 15.08 | 63 | 0 |  |  | 0
1977-02-17 | Feb | 11:00 | 30.92 | 17.06 | 56 | 0 |  |  | 0
1977-02-17 | Feb | 12:00 | 33.98 | 17.96 | 52 | 0 |  |  | 0
1977-02-17 | Feb | 13:00 | 35.06 | 17.06 | 48 | 0 |  |  | 0
1977-02-17 | Feb | 14:00 | 35.96 | 17.96 | 48 | 0 |  |  | 0
1977-02-17 | Feb | 15:00 | 37.94 | 19.04 | 46 | 0 |  |  | 0
1977-02-17 | Feb | 16:00 | 37.04 | 19.04 | 48 | 0 |  |  | 0
1977-02-17 | Feb | 17:00 | 35.96 | 19.94 | 52 | 0 |  |  | 0
1977-02-17 | Feb | 18:00 | 35.06 | 19.94 | 54 | 0 |  |  | 0
1977-02-17 | Feb | 19:00 | 33.98 | 21.02 | 59 | 0 |  |  | 0
1977-02-17 | Feb | 20:00 | 33.08 | 21.92 | 64 | 0 |  |  | 0
1977-02-17 | Feb | 21:00 | 33.08 | 23 | 67 | 0 |  |  | 0
1977-02-17 | Feb | 22:00 | 33.98 | 24.08 | 67 | 0 |  |  | 0
1977-02-17 | Feb | 23:00 | 33.98 | 24.98 | 70 | 0 |  |  | 0
1977-02-17 | Feb | 24:00 | 33.98 | 26.06 | 73 | 0 | 0 |  | 0
1977-02-18 | Feb | 1:00 | 33.98 | 26.06 | 73 | 0 |  |  | 0
1977-02-18 | Feb | 2:00 | 33.98 | 26.96 | 76 | 0 |  |  | 0
1977-02-18 | Feb | 3:00 | 33.98 | 26.96 | 76 | 0 |  |  | 0
1977-02-18 | Feb | 4:00 | 32 | 26.06 | 79 | 0 |  |  | 0
1977-02-18 | Feb | 5:00 | 28.94 | 24.08 | 82 | 0 |  |  | 0
1977-02-18 | Feb | 6:00 | 30.02 | 26.96 | 89 | 0 |  |  | 0
1977-02-18 | Feb | 7:00 | 30.92 | 28.04 | 89 | 0 |  |  | 0
1977-02-18 | Feb | 8:00 | 30.92 | 28.94 | 92 | 0 |  |  | 0
1977-02-18 | Feb | 9:00 | 32 | 28.94 | 89 | 0 |  |  | 0
1977-02-18 | Feb | 10:00 | 35.06 | 33.08 | 92 | 0 |  |  | 0
1977-02-18 | Feb | 11:00 | 39.92 | 32 | 73 | 0 |  |  | 0
1977-02-18 | Feb | 12:00 | 42.08 | 26.96 | 55 | 0 |  |  | 0
1977-02-18 | Feb | 13:00 | 42.98 | 26.06 | 51 | 0 |  |  | 0
1977-02-18 | Feb | 14:00 | 42.98 | 24.08 | 47 | 0 |  |  | 0
1977-02-18 | Feb | 15:00 | 44.06 | 23 | 44 | 0 |  |  | 0
1977-02-18 | Feb | 16:00 | 42.98 | 23 | 45 | 0 |  |  | 0
1977-02-18 | Feb | 17:00 | 41 | 21.92 | 47 | 0 |  |  | 0
1977-02-18 | Feb | 18:00 | 35.96 | 21.02 | 55 | 0 |  |  | 0
1977-02-18 | Feb | 19:00 | 33.98 | 23 | 64 | 0 |  |  | 0
1977-02-18 | Feb | 20:00 | 35.06 | 24.08 | 64 | 0 |  |  | 0
1977-02-18 | Feb | 21:00 | 33.98 | 24.08 | 67 | 0 |  |  | 0
1977-02-18 | Feb | 22:00 | 32 | 24.98 | 75 | 0 |  |  | 0
1977-02-18 | Feb | 23:00 | 30.92 | 23 | 72 | 0 |  |  | 0
1977-02-18 | Feb | 24:00 | 28.04 | 21.92 | 78 | 0 | 0 |  | 0
1977-02-19 | Feb | 1:00 | 28.04 | 21.92 | 78 | 0 |  |  | 0
1977-02-19 | Feb | 2:00 | 26.96 | 23 | 85 | 0 |  |  | 0
1977-02-19 | Feb | 3:00 | 28.04 | 23 | 82 | 0 |  |  | 0
1977-02-19 | Feb | 4:00 | 30.92 | 26.06 | 82 | 0 |  |  | 0
1977-02-19 | Feb | 5:00 | 30.92 | 24.98 | 78 | 0 |  |  | 0
1977-02-19 | Feb | 6:00 | 32 | 24.08 | 72 | 0 |  |  | 0
1977-02-19 | Feb | 7:00 | 32 | 24.08 | 72 | 0 |  |  | 0
1977-02-19 | Feb | 8:00 | 32 | 24.98 | 75 | 0 |  |  | 0
1977-02-19 | Feb | 9:00 | 32 | 26.06 | 79 | 0 |  |  | 0
1977-02-19 | Feb | 10:00 | 32 | 24.98 | 75 | 0 |  |  | 0
1977-02-19 | Feb | 11:00 | 30.92 | 24.08 | 75 | 0 |  |  | 0
1977-02-19 | Feb | 12:00 | 30.02 | 24.08 | 78 | 0 |  |  | 0
1977-02-19 | Feb | 13:00 | 30.92 | 23 | 72 | 0 |  |  | 0
1977-02-19 | Feb | 14:00 | 30.02 | 21.92 | 72 | 0 |  |  | 0
1977-02-19 | Feb | 15:00 | 28.94 | 23 | 78 | 0 |  |  | 0
1977-02-19 | Feb | 16:00 | 28.04 | 23 | 82 | 0 |  |  | 0
1977-02-19 | Feb | 17:00 | 28.04 | 21.92 | 78 | 0 |  |  | 0
1977-02-19 | Feb | 18:00 | 26.96 | 21.02 | 78 | 0 |  |  | 0
1977-02-19 | Feb | 19:00 | 21.02 | 14 | 74 | 0 |  |  | 0
1977-02-19 | Feb | 20:00 | 19.94 | 12.92 | 74 | 0 |  |  | 0
1977-02-19 | Feb | 21:00 | 21.92 | 15.98 | 78 | 0 |  |  | 0
1977-02-19 | Feb | 22:00 | 21.92 | 17.06 | 81 | 0 |  |  | 0
1977-02-19 | Feb | 23:00 | 23 | 17.06 | 78 | 0 |  |  | 0
1977-02-19 | Feb | 24:00 | 23 | 15.98 | 74 | 0 | 0 |  | 0
1977-02-20 | Feb | 1:00 | 23 | 15.98 | 74 | 0 |  |  | 0
1977-02-20 | Feb | 2:00 | 23 | 15.98 | 74 | 0 |  |  | 0
1977-02-20 | Feb | 3:00 | 23 | 15.08 | 71 | 0 |  |  | 0
1977-02-20 | Feb | 4:00 | 23 | 14 | 68 | 0 |  |  | 0
1977-02-20 | Feb | 5:00 | 19.94 | 10.04 | 65 | 0 |  |  | 0
1977-02-20 | Feb | 6:00 | 15.98 | 8.06 | 71 | 0 |  |  | 0
1977-02-20 | Feb | 7:00 | 14 | 8.06 | 77 | 0 |  |  | 0
1977-02-20 | Feb | 8:00 | 17.96 | 12.02 | 77 | 0 |  |  | 0
1977-02-20 | Feb | 9:00 | 21.92 | 14 | 71 | 0 |  |  | 0
1977-02-20 | Feb | 10:00 | 26.06 | 17.06 | 69 | 0 |  |  | 0
1977-02-20 | Feb | 11:00 | 28.94 | 19.94 | 69 | 0 |  |  | 0
1977-02-20 | Feb | 12:00 | 30.02 | 19.04 | 64 | 0 |  |  | 0
1977-02-20 | Feb | 13:00 | 30.92 | 17.96 | 59 | 0 |  |  | 0
1977-02-20 | Feb | 14:00 | 30.92 | 14 | 49 | 0 |  |  | 0
1977-02-20 | Feb | 15:00 | 30.02 | 19.04 | 64 | 0 |  |  | 0
1977-02-20 | Feb | 16:00 | 28.04 | 19.04 | 69 | 0 |  |  | 0
1977-02-20 | Feb | 17:00 | 26.96 | 19.04 | 72 | 0 |  |  | 0
1977-02-20 | Feb | 18:00 | 26.06 | 17.06 | 69 | 0 |  |  | 0
1977-02-20 | Feb | 19:00 | 24.98 | 17.06 | 72 | 0 |  |  | 0
1977-02-20 | Feb | 20:00 | 24.98 | 15.98 | 69 | 0 |  |  | 0
1977-02-20 | Feb | 21:00 | 24.98 | 15.98 | 69 | 0 |  |  | 0
1977-02-20 | Feb | 22:00 | 24.08 | 15.98 | 71 | 0 |  |  | 0
1977-02-20 | Feb | 23:00 | 23 | 15.08 | 71 | 0 |  |  | 0
1977-02-20 | Feb | 24:00 | 21.02 | 12.02 | 68 | 0 | 0 |  | 0
1977-02-21 | Feb | 1:00 | 19.94 | 12.02 | 71 | 0 |  |  | 0
1977-02-21 | Feb | 2:00 | 15.98 | 10.04 | 77 | 0 |  |  | 0
1977-02-21 | Feb | 3:00 | 15.08 | 10.04 | 80 | 0 |  |  | 0
1977-02-21 | Feb | 4:00 | 15.08 | 8.96 | 77 | 0 |  |  | 0
1977-02-21 | Feb | 5:00 | 10.94 | 5 | 77 | 0 |  |  | 0
1977-02-21 | Feb | 6:00 | 12.02 | 6.08 | 77 | 0 |  |  | 0
1977-02-21 | Feb | 7:00 | 17.06 | 12.02 | 81 | 0 |  |  | 0
1977-02-21 | Feb | 8:00 | 19.94 | 14 | 77 | 0 |  |  | 0
1977-02-21 | Feb | 9:00 | 23 | 15.98 | 74 | 0 |  |  | 0
1977-02-21 | Feb | 10:00 | 26.96 | 19.94 | 75 | 0 |  |  | 0
1977-02-21 | Feb | 11:00 | 30.02 | 19.04 | 64 | 0 |  |  | 0
1977-02-21 | Feb | 12:00 | 30.92 | 15.08 | 51 | 0 |  |  | 0
1977-02-21 | Feb | 13:00 | 32 | 15.98 | 52 | 0 |  |  | 0
1977-02-21 | Feb | 14:00 | 33.98 | 17.06 | 50 | 0 |  |  | 0
1977-02-21 | Feb | 15:00 | 35.06 | 17.96 | 50 | 0 |  |  | 0
1977-02-21 | Feb | 16:00 | 35.96 | 15.98 | 44 | 0 |  |  | 0
1977-02-21 | Feb | 17:00 | 35.96 | 15.98 | 44 | 0 |  |  | 0
1977-02-21 | Feb | 18:00 | 35.06 | 17.06 | 48 | 0 |  |  | 0
1977-02-21 | Feb | 19:00 | 33.08 | 17.96 | 54 | 0 |  |  | 0
1977-02-21 | Feb | 20:00 | 33.08 | 19.94 | 59 | 0 |  |  | 0
1977-02-21 | Feb | 21:00 | 33.08 | 21.02 | 61 | 0 |  |  | 0
1977-02-21 | Feb | 22:00 | 33.08 | 21.02 | 61 | 0 |  |  | 0
1977-02-21 | Feb | 23:00 | 33.98 | 21.92 | 62 | 0 |  |  | 0
1977-02-21 | Feb | 24:00 | 33.98 | 21.92 | 62 | 0 | 0 |  | 0
1977-02-22 | Feb | 1:00 | 33.98 | 23 | 64 | 0 |  |  | 0
1977-02-22 | Feb | 2:00 | 33.98 | 24.08 | 67 | 0 |  |  | 0
1977-02-22 | Feb | 3:00 | 33.98 | 23 | 64 | 0 |  |  | 0
1977-02-22 | Feb | 4:00 | 33.98 | 24.98 | 70 | 0 |  |  | 0
1977-02-22 | Feb | 5:00 | 33.98 | 24.98 | 70 | 0 |  |  | 0
1977-02-22 | Feb | 6:00 | 33.98 | 24.08 | 67 | 0 |  |  | 0
1977-02-22 | Feb | 7:00 | 33.08 | 24.08 | 70 | 0 |  |  | 0
1977-02-22 | Feb | 8:00 | 35.96 | 26.96 | 70 | 0 |  |  | 0
1977-02-22 | Feb | 9:00 | 39.92 | 30.02 | 68 | 0 |  |  | 0
1977-02-22 | Feb | 10:00 | 44.06 | 28.04 | 53 | 0 |  |  | 0
1977-02-22 | Feb | 11:00 | 48.02 | 28.04 | 46 | 0 |  |  | 0
1977-02-22 | Feb | 12:00 | 48.92 | 28.04 | 44 | 0 |  |  | 0
1977-02-22 | Feb | 13:00 | 53.06 | 28.94 | 40 | 0 |  |  | 0
1977-02-22 | Feb | 14:00 | 46.94 | 26.96 | 46 | 0 |  |  | 0
1977-02-22 | Feb | 15:00 | 42.98 | 26.06 | 51 | 0 |  |  | 0
1977-02-22 | Feb | 16:00 | 39.02 | 26.06 | 60 | 0 |  |  | 0
1977-02-22 | Feb | 17:00 | 37.04 | 26.06 | 65 | 0 |  |  | 0
1977-02-22 | Feb | 18:00 | 35.96 | 26.96 | 70 | 0 |  |  | 0
1977-02-22 | Feb | 19:00 | 35.96 | 26.96 | 70 | 0 |  |  | 0
1977-02-22 | Feb | 20:00 | 35.96 | 28.04 | 73 | 0 |  |  | 0
1977-02-22 | Feb | 21:00 | 37.04 | 28.94 | 73 | 0 |  |  | 0
1977-02-22 | Feb | 22:00 | 37.94 | 28.94 | 70 | 0 |  |  | 0
1977-02-22 | Feb | 23:00 | 37.94 | 30.02 | 73 | 0 |  |  | 0
1977-02-22 | Feb | 24:00 | 39.02 | 30.92 | 73 | 0 | 0 |  | 0
1977-02-23 | Feb | 1:00 | 39.92 | 32 | 73 | 0 |  |  | 0
1977-02-23 | Feb | 2:00 | 42.08 | 35.06 | 76 | 0 |  |  | 0
1977-02-23 | Feb | 3:00 | 42.98 | 35.96 | 76 | 0 |  |  | 0
1977-02-23 | Feb | 4:00 | 51.08 | 42.08 | 71 | 0 |  |  | 0
1977-02-23 | Feb | 5:00 | 50 | 39.92 | 69 | 0 |  |  | 0
1977-02-23 | Feb | 6:00 | 50 | 35.06 | 57 | 0 |  |  | 0
1977-02-23 | Feb | 7:00 | 51.08 | 26.96 | 39 | 0 |  |  | 0
1977-02-23 | Feb | 8:00 | 53.06 | 46.04 | 77 | 0 |  |  | 0
1977-02-23 | Feb | 9:00 | 57.02 | 48.92 | 75 | 0 |  |  | 0
1977-02-23 | Feb | 10:00 | 57.92 | 50 | 75 | 0 |  |  | 0
1977-02-23 | Feb | 11:00 | 57.92 | 48.92 | 72 | 0 |  |  | 0
1977-02-23 | Feb | 12:00 | 57.92 | 50 | 75 | 0 |  |  | 0
1977-02-23 | Feb | 13:00 | 57.02 | 50 | 78 | 0 |  |  | 0
1977-02-23 | Feb | 14:00 | 57.02 | 51.08 | 80 | 0 |  |  | 0
1977-02-23 | Feb | 15:00 | 57.02 | 51.98 | 83 | 0 |  |  | 0
1977-02-23 | Feb | 16:00 | 55.94 | 51.08 | 83 | 0 |  |  | 0
1977-02-23 | Feb | 17:00 | 55.94 | 50 | 80 | 0 |  |  | 0
1977-02-23 | Feb | 18:00 | 55.04 | 48.92 | 80 | 0 |  |  | 0
1977-02-23 | Feb | 19:00 | 55.04 | 46.94 | 75 | 0 |  |  | 0
1977-02-23 | Feb | 20:00 | 53.96 | 46.04 | 75 | 0 |  |  | 0
1977-02-23 | Feb | 21:00 | 53.06 | 44.96 | 74 | 0 |  |  | 0
1977-02-23 | Feb | 22:00 | 51.98 | 44.96 | 77 | 0 |  |  | 0
1977-02-23 | Feb | 23:00 | 51.08 | 46.04 | 83 | 0 |  |  | 0
1977-02-23 | Feb | 24:00 | 51.08 | 46.04 | 83 | 0 | 0 |  | 0
1977-02-24 | Feb | 1:00 | 51.08 | 46.04 | 83 | 0 |  |  | 0
1977-02-24 | Feb | 2:00 | 51.08 | 46.04 | 83 | 0 |  |  | 0
1977-02-24 | Feb | 3:00 | 50 | 44.96 | 83 | 0 |  |  | 0
1977-02-24 | Feb | 4:00 | 48.92 | 44.06 | 83 | 0 |  |  | 0
1977-02-24 | Feb | 5:00 | 48.92 | 44.06 | 83 | 0 |  |  | 0
1977-02-24 | Feb | 6:00 | 48.02 | 42.98 | 83 | 0 |  |  | 0
1977-02-24 | Feb | 7:00 | 42.98 | 39.92 | 89 | 0 |  |  | 0
1977-02-24 | Feb | 8:00 | 39.02 | 35.06 | 86 | 0 |  |  | 0
1977-02-24 | Feb | 9:00 | 39.02 | 33.98 | 82 | 0 |  |  | 0
1977-02-24 | Feb | 10:00 | 37.04 | 35.06 | 92 | 0 |  |  | 0
1977-02-24 | Feb | 11:00 | 35.96 | 32 | 85 | 0 |  |  | 0
1977-02-24 | Feb | 12:00 | 35.96 | 30.92 | 82 | 0 |  |  | 0
1977-02-24 | Feb | 13:00 | 33.98 | 30.02 | 85 | 0 |  |  | 0
1977-02-24 | Feb | 14:00 | 33.98 | 28.04 | 79 | 0 |  |  | 0
1977-02-24 | Feb | 15:00 | 35.06 | 26.96 | 73 | 0 |  |  | 0
1977-02-24 | Feb | 16:00 | 33.08 | 26.06 | 75 | 0 |  |  | 0
1977-02-24 | Feb | 17:00 | 33.08 | 24.98 | 72 | 0 |  |  | 0
1977-02-24 | Feb | 18:00 | 33.98 | 26.06 | 73 | 0 |  |  | 0
1977-02-24 | Feb | 19:00 | 33.98 | 26.06 | 73 | 0 |  |  | 0
1977-02-24 | Feb | 20:00 | 33.98 | 24.98 | 70 | 0 |  |  | 0
1977-02-24 | Feb | 21:00 | 35.06 | 26.06 | 70 | 0 |  |  | 0
1977-02-24 | Feb | 22:00 | 33.98 | 24.08 | 67 | 0 |  |  | 0
1977-02-24 | Feb | 23:00 | 35.06 | 26.06 | 70 | 0 |  |  | 0
1977-02-24 | Feb | 24:00 | 35.96 | 26.96 | 70 | 0 | 0 |  | 0
1977-02-25 | Feb | 1:00 | 37.04 | 28.04 | 70 | 0 |  |  | 0
1977-02-25 | Feb | 2:00 | 37.04 | 26.06 | 65 | 0 |  |  | 0
1977-02-25 | Feb | 3:00 | 37.04 | 26.06 | 65 | 0 |  |  | 0
1977-02-25 | Feb | 4:00 | 35.06 | 24.08 | 64 | 0 |  |  | 0
1977-02-25 | Feb | 5:00 | 33.98 | 23 | 64 | 0 |  |  | 0
1977-02-25 | Feb | 6:00 | 33.98 | 21.92 | 62 | 0 |  |  | 0
1977-02-25 | Feb | 7:00 | 33.08 | 21.02 | 61 | 0 |  |  | 0
1977-02-25 | Feb | 8:00 | 33.98 | 21.02 | 59 | 0 |  |  | 0
1977-02-25 | Feb | 9:00 | 35.06 | 23 | 62 | 0 |  |  | 0
1977-02-25 | Feb | 10:00 | 35.96 | 24.98 | 64 | 0 |  |  | 0
1977-02-25 | Feb | 11:00 | 37.04 | 24.08 | 59 | 0 |  |  | 0
1977-02-25 | Feb | 12:00 | 37.94 | 24.08 | 57 | 0 |  |  | 0
1977-02-25 | Feb | 13:00 | 37.94 | 24.98 | 60 | 0 |  |  | 0
1977-02-25 | Feb | 14:00 | 39.02 | 26.06 | 60 | 0 |  |  | 0
1977-02-25 | Feb | 15:00 | 39.02 | 26.96 | 62 | 0 |  |  | 0
1977-02-25 | Feb | 16:00 | 39.92 | 26.96 | 60 | 0 |  |  | 0
1977-02-25 | Feb | 17:00 | 39.92 | 26.96 | 60 | 0 |  |  | 0
1977-02-25 | Feb | 18:00 | 39.02 | 26.96 | 62 | 0 |  |  | 0
1977-02-25 | Feb | 19:00 | 37.04 | 26.96 | 67 | 0 |  |  | 0
1977-02-25 | Feb | 20:00 | 37.04 | 26.96 | 67 | 0 |  |  | 0
1977-02-25 | Feb | 21:00 | 37.04 | 26.96 | 67 | 0 |  |  | 0
1977-02-25 | Feb | 22:00 | 35.06 | 26.06 | 70 | 0 |  |  | 0
1977-02-25 | Feb | 23:00 | 35.06 | 28.04 | 76 | 0 |  |  | 0
1977-02-25 | Feb | 24:00 | 35.06 | 26.96 | 73 | 0 | 0 |  | 0
1977-02-26 | Feb | 1:00 | 33.98 | 24.98 | 70 | 0 |  |  | 0
1977-02-26 | Feb | 2:00 | 33.08 | 23 | 67 | 0 |  |  | 0
1977-02-26 | Feb | 3:00 | 32 | 21.92 | 67 | 0 |  |  | 0
1977-02-26 | Feb | 4:00 | 30.02 | 21.92 | 72 | 0 |  |  | 0
1977-02-26 | Feb | 5:00 | 28.04 | 21.02 | 75 | 0 |  |  | 0
1977-02-26 | Feb | 6:00 | 26.96 | 21.02 | 78 | 0 |  |  | 0
1977-02-26 | Feb | 7:00 | 24.08 | 19.04 | 81 | 0 |  |  | 0
1977-02-26 | Feb | 8:00 | 28.94 | 24.08 | 82 | 0 |  |  | 0
1977-02-26 | Feb | 9:00 | 33.08 | 24.98 | 72 | 0 |  |  | 0
1977-02-26 | Feb | 10:00 | 33.98 | 21.92 | 62 | 0 |  |  | 0
1977-02-26 | Feb | 11:00 | 33.98 | 21.92 | 62 | 0 |  |  | 0
1977-02-26 | Feb | 12:00 | 35.06 | 21.02 | 57 | 0 |  |  | 0
1977-02-26 | Feb | 13:00 | 35.06 | 21.92 | 59 | 0 |  |  | 0
1977-02-26 | Feb | 14:00 | 35.06 | 21.02 | 57 | 0 |  |  | 0
1977-02-26 | Feb | 15:00 | 33.08 | 19.04 | 56 | 0 |  |  | 0
1977-02-26 | Feb | 16:00 | 32 | 17.06 | 54 | 0 |  |  | 0
1977-02-26 | Feb | 17:00 | 30.92 | 15.98 | 54 | 0 |  |  | 0
1977-02-26 | Feb | 18:00 | 30.02 | 17.06 | 58 | 0 |  |  | 0
1977-02-26 | Feb | 19:00 | 30.02 | 17.96 | 61 | 0 |  |  | 0
1977-02-26 | Feb | 20:00 | 30.02 | 17.96 | 61 | 0 |  |  | 0
1977-02-26 | Feb | 21:00 | 28.94 | 19.04 | 66 | 0 |  |  | 0
1977-02-26 | Feb | 22:00 | 28.94 | 19.04 | 66 | 0 |  |  | 0
1977-02-26 | Feb | 23:00 | 28.94 | 19.04 | 66 | 0 |  |  | 0
1977-02-26 | Feb | 24:00 | 28.94 | 19.94 | 69 | 0 | 0 |  | 0
1977-02-27 | Feb | 1:00 | 28.94 | 19.94 | 69 | 0 |  |  | 0
1977-02-27 | Feb | 2:00 | 28.94 | 19.04 | 66 | 0 |  |  | 0
1977-02-27 | Feb | 3:00 | 28.94 | 21.02 | 72 | 0 |  |  | 0
1977-02-27 | Feb | 4:00 | 28.04 | 21.02 | 75 | 0 |  |  | 0
1977-02-27 | Feb | 5:00 | 26.96 | 21.92 | 81 | 0 |  |  | 0
1977-02-27 | Feb | 6:00 | 26.96 | 21.92 | 81 | 0 |  |  | 0
1977-02-27 | Feb | 7:00 | 26.06 | 21.92 | 85 | 0 |  |  | 0
1977-02-27 | Feb | 8:00 | 26.06 | 21.92 | 85 | 0 |  |  | 0
1977-02-27 | Feb | 9:00 | 26.96 | 23 | 85 | 0 |  |  | 0
1977-02-27 | Feb | 10:00 | 28.04 | 23 | 82 | 0 |  |  | 0
1977-02-27 | Feb | 11:00 | 30.02 | 21.02 | 69 | 0 |  |  | 0
1977-02-27 | Feb | 12:00 | 30.92 | 21.92 | 69 | 0 |  |  | 0
1977-02-27 | Feb | 13:00 | 30.92 | 21.92 | 69 | 0 |  |  | 0
1977-02-27 | Feb | 14:00 | 32 | 21.92 | 67 | 0 |  |  | 0
1977-02-27 | Feb | 15:00 | 32 | 23 | 69 | 0 |  |  | 0
1977-02-27 | Feb | 16:00 | 32 | 24.08 | 72 | 0 |  |  | 0
1977-02-27 | Feb | 17:00 | 32 | 24.08 | 72 | 0 |  |  | 0
1977-02-27 | Feb | 18:00 | 32 | 23 | 69 | 0 |  |  | 0
1977-02-27 | Feb | 19:00 | 30.92 | 24.08 | 75 | 0 |  |  | 0
1977-02-27 | Feb | 20:00 | 30.92 | 24.98 | 78 | 0 |  |  | 0
1977-02-27 | Feb | 21:00 | 30.92 | 24.08 | 75 | 0 |  |  | 0
1977-02-27 | Feb | 22:00 | 28.94 | 23 | 78 | 0 |  |  | 0
1977-02-27 | Feb | 23:00 | 28.94 | 23 | 78 | 0 |  |  | 0
1977-02-27 | Feb | 24:00 | 30.02 | 23 | 75 | 0 | 0 |  | 0
1977-02-28 | Feb | 1:00 | 28.94 | 21.92 | 75 | 0 |  |  | 0
1977-02-28 | Feb | 2:00 | 28.04 | 19.94 | 72 | 0 |  |  | 0
1977-02-28 | Feb | 3:00 | 26.96 | 17.96 | 69 | 0 |  |  | 0
1977-02-28 | Feb | 4:00 | 24.98 | 15.98 | 69 | 0 |  |  | 0
1977-02-28 | Feb | 5:00 | 24.98 | 15.98 | 69 | 0 |  |  | 0
1977-02-28 | Feb | 6:00 | 23 | 14 | 68 | 0 |  |  | 0
1977-02-28 | Feb | 7:00 | 19.94 | 12.02 | 71 | 0 |  |  | 0
1977-02-28 | Feb | 8:00 | 24.98 | 17.96 | 75 | 0 |  |  | 0
1977-02-28 | Feb | 9:00 | 26.96 | 21.02 | 78 | 0 |  |  | 0
1977-02-28 | Feb | 10:00 | 30.02 | 19.94 | 66 | 0 |  |  | 0
1977-02-28 | Feb | 11:00 | 33.08 | 19.04 | 56 | 0 |  |  | 0
1977-02-28 | Feb | 12:00 | 33.98 | 19.04 | 54 | 0 |  |  | 0
1977-02-28 | Feb | 13:00 | 35.96 | 19.94 | 52 | 0 |  |  | 0
1977-02-28 | Feb | 14:00 | 37.04 | 19.94 | 50 | 0 |  |  | 0
1977-02-28 | Feb | 15:00 | 35.96 | 17.96 | 48 | 0 |  |  | 0
1977-02-28 | Feb | 16:00 | 37.04 | 19.04 | 48 | 0 |  |  | 0
1977-02-28 | Feb | 17:00 | 35.96 | 17.96 | 48 | 0 |  |  | 0
1977-02-28 | Feb | 18:00 | 33.08 | 17.06 | 52 | 0 |  |  | 0
1977-02-28 | Feb | 19:00 | 30.02 | 17.96 | 61 | 0 |  |  | 0
1977-02-28 | Feb | 20:00 | 28.94 | 19.94 | 69 | 0 |  |  | 0
1977-02-28 | Feb | 21:00 | 28.04 | 21.02 | 75 | 0 |  |  | 0
1977-02-28 | Feb | 22:00 | 29.66 | 21.92 | 75 | 0 |  |  | 0
1977-02-28 | Feb | 23:00 | 31.1 | 22.64 | 78 | 0 |  |  | 0
1977-02-28 | Feb | 24:00 | 32.36 | 23.36 | 75 | 0 | 0 |  | 0
1985-03-01 | Mar | 1:00 | 33.62 | 24.08 | 65 | 0 |  |  | 0
1985-03-01 | Mar | 2:00 | 35.06 | 24.8 | 65 | 0 |  |  | 0
1985-03-01 | Mar | 3:00 | 36.5 | 25.52 | 62 | 0 |  |  | 0
1985-03-01 | Mar | 4:00 | 37.94 | 26.06 | 62 | 0 |  |  | 0
1985-03-01 | Mar | 5:00 | 37.94 | 26.96 | 65 | 0 |  |  | 0
1985-03-01 | Mar | 6:00 | 37.94 | 28.94 | 70 | 0 |  |  | 0
1985-03-01 | Mar | 7:00 | 37.94 | 30.02 | 73 | 0 |  |  | 0
1985-03-01 | Mar | 8:00 | 37.04 | 32 | 82 | 0 |  |  | 0
1985-03-01 | Mar | 9:00 | 37.04 | 33.98 | 89 | 0 |  |  | 0
1985-03-01 | Mar | 10:00 | 39.02 | 35.06 | 86 | 0 |  |  | 0
1985-03-01 | Mar | 11:00 | 37.94 | 35.06 | 89 | 0 |  |  | 0
1985-03-01 | Mar | 12:00 | 39.02 | 35.96 | 89 | 0 |  |  | 0
1985-03-01 | Mar | 13:00 | 39.02 | 35.96 | 89 | 0 |  |  | 0
1985-03-01 | Mar | 14:00 | 39.92 | 37.04 | 89 | 0 |  |  | 0
1985-03-01 | Mar | 15:00 | 41 | 39.02 | 93 | 0 |  |  | 0
1985-03-01 | Mar | 16:00 | 42.98 | 39.02 | 86 | 0 |  |  | 0
1985-03-01 | Mar | 17:00 | 42.08 | 39.02 | 89 | 0 |  |  | 0
1985-03-01 | Mar | 18:00 | 39.92 | 37.04 | 89 | 0 |  |  | 0
1985-03-01 | Mar | 19:00 | 35.06 | 33.98 | 96 | 0 |  |  | 0
1985-03-01 | Mar | 20:00 | 37.94 | 35.06 | 89 | 0 |  |  | 0
1985-03-01 | Mar | 21:00 | 35.06 | 32 | 89 | 0 |  |  | 0
1985-03-01 | Mar | 22:00 | 33.98 | 28.94 | 82 | 0 |  |  | 0
1985-03-01 | Mar | 23:00 | 33.08 | 26.96 | 79 | 0 |  |  | 0
1985-03-01 | Mar | 24:00 | 33.98 | 26.96 | 76 | 0 | 0 |  | 0
1985-03-02 | Mar | 1:00 | 33.98 | 26.06 | 73 | 0 |  |  | 0
1985-03-02 | Mar | 2:00 | 32 | 24.08 | 72 | 0 |  |  | 0
1985-03-02 | Mar | 3:00 | 32 | 23 | 69 | 0 |  |  | 0
1985-03-02 | Mar | 4:00 | 30.02 | 21.02 | 69 | 0 |  |  | 0
1985-03-02 | Mar | 5:00 | 28.04 | 21.02 | 75 | 0 |  |  | 0
1985-03-02 | Mar | 6:00 | 28.94 | 21.02 | 72 | 0 |  |  | 0
1985-03-02 | Mar | 7:00 | 28.04 | 19.04 | 69 | 0 |  |  | 0
1985-03-02 | Mar | 8:00 | 32 | 21.02 | 64 | 0 |  |  | 0
1985-03-02 | Mar | 9:00 | 35.96 | 23 | 59 | 0 |  |  | 0
1985-03-02 | Mar | 10:00 | 37.94 | 26.06 | 62 | 0 |  |  | 0
1985-03-02 | Mar | 11:00 | 39.02 | 26.06 | 60 | 0 |  |  | 0
1985-03-02 | Mar | 12:00 | 41 | 26.06 | 55 | 0 |  |  | 0
1985-03-02 | Mar | 13:00 | 39.92 | 24.98 | 55 | 0 |  |  | 0
1985-03-02 | Mar | 14:00 | 39.02 | 24.08 | 55 | 0 |  |  | 0
1985-03-02 | Mar | 15:00 | 37.94 | 23 | 55 | 0 |  |  | 0
1985-03-02 | Mar | 16:00 | 35.06 | 21.02 | 57 | 0 |  |  | 0
1985-03-02 | Mar | 17:00 | 33.08 | 21.92 | 64 | 0 |  |  | 0
1985-03-02 | Mar | 18:00 | 32 | 21.92 | 67 | 0 |  |  | 0
1985-03-02 | Mar | 19:00 | 30.92 | 21.92 | 69 | 0 |  |  | 0
1985-03-02 | Mar | 20:00 | 30.02 | 23 | 75 | 0 |  |  | 0
1985-03-02 | Mar | 21:00 | 30.02 | 21.92 | 72 | 0 |  |  | 0
1985-03-02 | Mar | 22:00 | 30.02 | 23 | 75 | 0 |  |  | 0
1985-03-02 | Mar | 23:00 | 30.92 | 24.08 | 75 | 0 |  |  | 0
1985-03-02 | Mar | 24:00 | 30.92 | 24.98 | 79 | 0 | 0 |  | 0
1985-03-03 | Mar | 1:00 | 32 | 24.98 | 75 | 0 |  |  | 0
1985-03-03 | Mar | 2:00 | 32 | 24.08 | 72 | 0 |  |  | 0
1985-03-03 | Mar | 3:00 | 32 | 24.08 | 72 | 0 |  |  | 0
1985-03-03 | Mar | 4:00 | 32 | 24.08 | 72 | 0 |  |  | 0
1985-03-03 | Mar | 5:00 | 32 | 24.08 | 72 | 0 |  |  | 0
1985-03-03 | Mar | 6:00 | 30.92 | 23 | 72 | 0 |  |  | 0
1985-03-03 | Mar | 7:00 | 30.92 | 23 | 72 | 0 |  |  | 0
1985-03-03 | Mar | 8:00 | 32 | 24.08 | 72 | 0 |  |  | 0
1985-03-03 | Mar | 9:00 | 33.98 | 24.08 | 67 | 0 |  |  | 0
1985-03-03 | Mar | 10:00 | 35.06 | 24.08 | 64 | 0 |  |  | 0
1985-03-03 | Mar | 11:00 | 35.06 | 24.98 | 67 | 0 |  |  | 0
1985-03-03 | Mar | 12:00 | 35.06 | 24.98 | 67 | 0 |  |  | 0
1985-03-03 | Mar | 13:00 | 33.98 | 24.98 | 70 | 0 |  |  | 0
1985-03-03 | Mar | 14:00 | 33.98 | 24.98 | 70 | 0 |  |  | 0
1985-03-03 | Mar | 15:00 | 33.08 | 23 | 67 | 0 |  |  | 0
1985-03-03 | Mar | 16:00 | 33.08 | 21.92 | 64 | 0 |  |  | 0
1985-03-03 | Mar | 17:00 | 33.08 | 21.92 | 64 | 0 |  |  | 0
1985-03-03 | Mar | 18:00 | 30.02 | 24.08 | 78 | 0 |  |  | 0
1985-03-03 | Mar | 19:00 | 28.94 | 26.06 | 89 | 0 |  |  | 0
1985-03-03 | Mar | 20:00 | 30.02 | 24.98 | 82 | 0 |  |  | 0
1985-03-03 | Mar | 21:00 | 30.02 | 24.98 | 82 | 0 |  |  | 0
1985-03-03 | Mar | 22:00 | 30.02 | 26.06 | 85 | 0 |  |  | 0
1985-03-03 | Mar | 23:00 | 30.92 | 28.04 | 89 | 0 |  |  | 0
1985-03-03 | Mar | 24:00 | 30.92 | 28.04 | 89 | 0 | 0 |  | 0
1985-03-04 | Mar | 1:00 | 32 | 28.94 | 89 | 0 |  |  | 0
1985-03-04 | Mar | 2:00 | 33.08 | 30.02 | 89 | 0 |  |  | 0
1985-03-04 | Mar | 3:00 | 33.98 | 30.92 | 89 | 0 |  |  | 0
1985-03-04 | Mar | 4:00 | 32 | 28.94 | 89 | 0 |  |  | 0
1985-03-04 | Mar | 5:00 | 32 | 28.94 | 89 | 0 |  |  | 0
1985-03-04 | Mar | 6:00 | 33.08 | 30.02 | 89 | 0 |  |  | 0
1985-03-04 | Mar | 7:00 | 33.08 | 30.92 | 92 | 0 |  |  | 0
1985-03-04 | Mar | 8:00 | 33.98 | 32 | 92 | 0 |  |  | 0
1985-03-04 | Mar | 9:00 | 33.98 | 32 | 92 | 0 |  |  | 0
1985-03-04 | Mar | 10:00 | 39.02 | 35.06 | 86 | 0 |  |  | 0
1985-03-04 | Mar | 11:00 | 50 | 46.94 | 90 | 0 |  |  | 0
1985-03-04 | Mar | 12:00 | 48.02 | 44.96 | 89 | 0 |  |  | 0
1985-03-04 | Mar | 13:00 | 46.04 | 39.92 | 80 | 0 |  |  | 0
1985-03-04 | Mar | 14:00 | 46.94 | 35.96 | 66 | 0 |  |  | 0
1985-03-04 | Mar | 15:00 | 42.98 | 30.92 | 63 | 0 |  |  | 0
1985-03-04 | Mar | 16:00 | 39.02 | 28.04 | 65 | 0 |  |  | 0
1985-03-04 | Mar | 17:00 | 33.98 | 21.92 | 62 | 0 |  |  | 0
1985-03-04 | Mar | 18:00 | 33.08 | 19.04 | 56 | 0 |  |  | 0
1985-03-04 | Mar | 19:00 | 30.92 | 17.06 | 56 | 0 |  |  | 0
1985-03-04 | Mar | 20:00 | 28.94 | 17.96 | 64 | 0 |  |  | 0
1985-03-04 | Mar | 21:00 | 28.04 | 17.06 | 63 | 0 |  |  | 0
1985-03-04 | Mar | 22:00 | 26.96 | 17.06 | 66 | 0 |  |  | 0
1985-03-04 | Mar | 23:00 | 26.96 | 17.06 | 66 | 0 |  |  | 0
1985-03-04 | Mar | 24:00 | 26.06 | 15.98 | 66 | 0 | 0 |  | 0
1985-03-05 | Mar | 1:00 | 26.06 | 15.08 | 63 | 0 |  |  | 0
1985-03-05 | Mar | 2:00 | 24.98 | 15.08 | 66 | 0 |  |  | 0
1985-03-05 | Mar | 3:00 | 24.98 | 14 | 63 | 0 |  |  | 0
1985-03-05 | Mar | 4:00 | 24.98 | 14 | 63 | 0 |  |  | 0
1985-03-05 | Mar | 5:00 | 24.98 | 15.08 | 66 | 0 |  |  | 0
1985-03-05 | Mar | 6:00 | 24.08 | 14 | 66 | 0 |  |  | 0
1985-03-05 | Mar | 7:00 | 24.08 | 15.08 | 69 | 0 |  |  | 0
1985-03-05 | Mar | 8:00 | 24.98 | 15.08 | 66 | 0 |  |  | 0
1985-03-05 | Mar | 9:00 | 24.08 | 15.98 | 72 | 0 |  |  | 0
1985-03-05 | Mar | 10:00 | 26.96 | 12.02 | 53 | 0 |  |  | 0
1985-03-05 | Mar | 11:00 | 26.06 | 12.92 | 58 | 0 |  |  | 0
1985-03-05 | Mar | 12:00 | 26.96 | 12.02 | 53 | 0 |  |  | 0
1985-03-05 | Mar | 13:00 | 26.96 | 12.02 | 53 | 0 |  |  | 0
1985-03-05 | Mar | 14:00 | 28.04 | 12.92 | 53 | 0 |  |  | 0
1985-03-05 | Mar | 15:00 | 28.04 | 10.94 | 49 | 0 |  |  | 0
1985-03-05 | Mar | 16:00 | 26.06 | 10.04 | 51 | 0 |  |  | 0
1985-03-05 | Mar | 17:00 | 24.08 | 8.96 | 53 | 0 |  |  | 0
1985-03-05 | Mar | 18:00 | 23 | 8.96 | 55 | 0 |  |  | 0
1985-03-05 | Mar | 19:00 | 21.92 | 8.06 | 55 | 0 |  |  | 0
1985-03-05 | Mar | 20:00 | 21.02 | 8.06 | 57 | 0 |  |  | 0
1985-03-05 | Mar | 21:00 | 19.04 | 8.96 | 65 | 0 |  |  | 0
1985-03-05 | Mar | 22:00 | 19.04 | 10.04 | 68 | 0 |  |  | 0
1985-03-05 | Mar | 23:00 | 21.02 | 12.02 | 68 | 0 |  |  | 0
1985-03-05 | Mar | 24:00 | 23 | 12.02 | 63 | 0 | 0 |  | 0
1985-03-06 | Mar | 1:00 | 24.08 | 12.02 | 60 | 0 |  |  | 0
1985-03-06 | Mar | 2:00 | 24.08 | 12.02 | 60 | 0 |  |  | 0
1985-03-06 | Mar | 3:00 | 24.08 | 12.02 | 60 | 0 |  |  | 0
1985-03-06 | Mar | 4:00 | 24.08 | 12.92 | 63 | 0 |  |  | 0
1985-03-06 | Mar | 5:00 | 24.98 | 14 | 63 | 0 |  |  | 0
1985-03-06 | Mar | 6:00 | 24.08 | 15.08 | 69 | 0 |  |  | 0
1985-03-06 | Mar | 7:00 | 26.06 | 15.98 | 66 | 0 |  |  | 0
1985-03-06 | Mar | 8:00 | 26.96 | 17.06 | 66 | 0 |  |  | 0
1985-03-06 | Mar | 9:00 | 28.04 | 15.98 | 61 | 0 |  |  | 0
1985-03-06 | Mar | 10:00 | 30.02 | 15.98 | 56 | 0 |  |  | 0
1985-03-06 | Mar | 11:00 | 32 | 15.98 | 52 | 0 |  |  | 0
1985-03-06 | Mar | 12:00 | 33.08 | 15.98 | 50 | 0 |  |  | 0
1985-03-06 | Mar | 13:00 | 33.98 | 12.92 | 42 | 0 |  |  | 0
1985-03-06 | Mar | 14:00 | 33.98 | 15.08 | 46 | 0 |  |  | 0
1985-03-06 | Mar | 15:00 | 35.06 | 15.08 | 44 | 0 |  |  | 0
1985-03-06 | Mar | 16:00 | 35.06 | 15.98 | 46 | 0 |  |  | 0
1985-03-06 | Mar | 17:00 | 32 | 17.06 | 54 | 0 |  |  | 0
1985-03-06 | Mar | 18:00 | 32 | 17.96 | 56 | 0 |  |  | 0
1985-03-06 | Mar | 19:00 | 32 | 19.04 | 59 | 0 |  |  | 0
1985-03-06 | Mar | 20:00 | 30.92 | 19.94 | 64 | 0 |  |  | 0
1985-03-06 | Mar | 21:00 | 30.92 | 19.94 | 64 | 0 |  |  | 0
1985-03-06 | Mar | 22:00 | 30.92 | 21.02 | 67 | 0 |  |  | 0
1985-03-06 | Mar | 23:00 | 30.92 | 21.02 | 67 | 0 |  |  | 0
1985-03-06 | Mar | 24:00 | 30.92 | 21.02 | 67 | 0 | 0 |  | 0
1985-03-07 | Mar | 1:00 | 32 | 21.92 | 67 | 0 |  |  | 0
1985-03-07 | Mar | 2:00 | 33.08 | 21.92 | 64 | 0 |  |  | 0
1985-03-07 | Mar | 3:00 | 33.08 | 21.92 | 64 | 0 |  |  | 0
1985-03-07 | Mar | 4:00 | 33.08 | 21.92 | 64 | 0 |  |  | 0
1985-03-07 | Mar | 5:00 | 33.08 | 21.92 | 64 | 0 |  |  | 0
1985-03-07 | Mar | 6:00 | 33.08 | 21.92 | 64 | 0 |  |  | 0
1985-03-07 | Mar | 7:00 | 33.08 | 23 | 67 | 0 |  |  | 0
1985-03-07 | Mar | 8:00 | 33.98 | 24.98 | 70 | 0 |  |  | 0
1985-03-07 | Mar | 9:00 | 33.98 | 26.06 | 73 | 0 |  |  | 0
1985-03-07 | Mar | 10:00 | 33.98 | 28.94 | 82 | 0 |  |  | 0
1985-03-07 | Mar | 11:00 | 37.94 | 30.02 | 73 | 0 |  |  | 0
1985-03-07 | Mar | 12:00 | 41 | 30.92 | 68 | 0 |  |  | 0
1985-03-07 | Mar | 13:00 | 41 | 30.92 | 68 | 0 |  |  | 0
1985-03-07 | Mar | 14:00 | 41 | 30.92 | 68 | 0 |  |  | 0
1985-03-07 | Mar | 15:00 | 42.08 | 32 | 68 | 0 |  |  | 0
1985-03-07 | Mar | 16:00 | 42.08 | 33.98 | 73 | 0 |  |  | 0
1985-03-07 | Mar | 17:00 | 42.08 | 35.06 | 76 | 0 |  |  | 0
1985-03-07 | Mar | 18:00 | 42.08 | 37.04 | 83 | 0 |  |  | 0
1985-03-07 | Mar | 19:00 | 42.08 | 37.94 | 86 | 0 |  |  | 0
1985-03-07 | Mar | 20:00 | 42.08 | 39.92 | 93 | 0 |  |  | 0
1985-03-07 | Mar | 21:00 | 44.06 | 39.92 | 86 | 0 |  |  | 0
1985-03-07 | Mar | 22:00 | 44.06 | 39.92 | 86 | 0 |  |  | 0
1985-03-07 | Mar | 23:00 | 44.06 | 39.92 | 86 | 0 |  |  | 0
1985-03-07 | Mar | 24:00 | 42.98 | 39.02 | 86 | 0 | 0 |  | 0
1985-03-08 | Mar | 1:00 | 42.98 | 39.02 | 86 | 0 |  |  | 0
1985-03-08 | Mar | 2:00 | 41 | 37.04 | 86 | 0 |  |  | 0
1985-03-08 | Mar | 3:00 | 39.02 | 35.06 | 86 | 0 |  |  | 0
1985-03-08 | Mar | 4:00 | 37.04 | 33.08 | 86 | 0 |  |  | 0
1985-03-08 | Mar | 5:00 | 35.96 | 30.92 | 82 | 0 |  |  | 0
1985-03-08 | Mar | 6:00 | 33.98 | 28.94 | 82 | 0 |  |  | 0
1985-03-08 | Mar | 7:00 | 33.98 | 28.94 | 82 | 0 |  |  | 0
1985-03-08 | Mar | 8:00 | 35.06 | 28.94 | 79 | 0 |  |  | 0
1985-03-08 | Mar | 9:00 | 37.94 | 30.02 | 73 | 0 |  |  | 0
1985-03-08 | Mar | 10:00 | 39.92 | 30.02 | 68 | 0 |  |  | 0
1985-03-08 | Mar | 11:00 | 42.98 | 30.92 | 63 | 0 |  |  | 0
1985-03-08 | Mar | 12:00 | 48.02 | 28.94 | 48 | 0 |  |  | 0
1985-03-08 | Mar | 13:00 | 50 | 28.04 | 43 | 0 |  |  | 0
1985-03-08 | Mar | 14:00 | 51.08 | 28.04 | 41 | 0 |  |  | 0
1985-03-08 | Mar | 15:00 | 51.98 | 28.04 | 40 | 0 |  |  | 0
1985-03-08 | Mar | 16:00 | 51.08 | 28.04 | 41 | 0 |  |  | 0
1985-03-08 | Mar | 17:00 | 50 | 26.06 | 39 | 0 |  |  | 0
1985-03-08 | Mar | 18:00 | 46.04 | 28.04 | 50 | 0 |  |  | 0
1985-03-08 | Mar | 19:00 | 42.08 | 24.98 | 51 | 0 |  |  | 0
1985-03-08 | Mar | 20:00 | 41 | 26.06 | 55 | 0 |  |  | 0
1985-03-08 | Mar | 21:00 | 39.02 | 26.06 | 60 | 0 |  |  | 0
1985-03-08 | Mar | 22:00 | 37.04 | 26.06 | 65 | 0 |  |  | 0
1985-03-08 | Mar | 23:00 | 37.04 | 26.06 | 65 | 0 |  |  | 0
1985-03-08 | Mar | 24:00 | 35.96 | 26.06 | 67 | 0 | 0 |  | 0
1985-03-09 | Mar | 1:00 | 33.98 | 26.06 | 73 | 0 |  |  | 0
1985-03-09 | Mar | 2:00 | 33.98 | 26.06 | 73 | 0 |  |  | 0
1985-03-09 | Mar | 3:00 | 33.08 | 26.06 | 76 | 0 |  |  | 0
1985-03-09 | Mar | 4:00 | 30.92 | 24.98 | 79 | 0 |  |  | 0
1985-03-09 | Mar | 5:00 | 30.02 | 24.98 | 82 | 0 |  |  | 0
1985-03-09 | Mar | 6:00 | 30.02 | 24.98 | 82 | 0 |  |  | 0
1985-03-09 | Mar | 7:00 | 32 | 24.98 | 75 | 0 |  |  | 0
1985-03-09 | Mar | 8:00 | 35.96 | 24.98 | 64 | 0 |  |  | 0
1985-03-09 | Mar | 9:00 | 39.02 | 26.06 | 60 | 0 |  |  | 0
1985-03-09 | Mar | 10:00 | 42.08 | 24.98 | 51 | 0 |  |  | 0
1985-03-09 | Mar | 11:00 | 44.96 | 24.98 | 46 | 0 |  |  | 0
1985-03-09 | Mar | 12:00 | 46.94 | 26.06 | 44 | 0 |  |  | 0
1985-03-09 | Mar | 13:00 | 51.08 | 26.06 | 38 | 0 |  |  | 0
1985-03-09 | Mar | 14:00 | 51.98 | 28.04 | 40 | 0 |  |  | 0
1985-03-09 | Mar | 15:00 | 51.98 | 26.96 | 38 | 0 |  |  | 0
1985-03-09 | Mar | 16:00 | 53.06 | 28.04 | 38 | 0 |  |  | 0
1985-03-09 | Mar | 17:00 | 51.08 | 24.98 | 36 | 0 |  |  | 0
1985-03-09 | Mar | 18:00 | 46.94 | 24.98 | 42 | 0 |  |  | 0
1985-03-09 | Mar | 19:00 | 42.08 | 24.98 | 51 | 0 |  |  | 0
1985-03-09 | Mar | 20:00 | 39.92 | 26.06 | 57 | 0 |  |  | 0
1985-03-09 | Mar | 21:00 | 37.94 | 26.96 | 65 | 0 |  |  | 0
1985-03-09 | Mar | 22:00 | 37.04 | 26.96 | 67 | 0 |  |  | 0
1985-03-09 | Mar | 23:00 | 35.06 | 26.06 | 70 | 0 |  |  | 0
1985-03-09 | Mar | 24:00 | 33.08 | 24.98 | 73 | 0 | 0 |  | 0
1985-03-10 | Mar | 1:00 | 32 | 24.98 | 75 | 0 |  |  | 0
1985-03-10 | Mar | 2:00 | 33.08 | 26.06 | 76 | 0 |  |  | 0
1985-03-10 | Mar | 3:00 | 33.08 | 24.98 | 73 | 0 |  |  | 0
1985-03-10 | Mar | 4:00 | 35.06 | 24.98 | 67 | 0 |  |  | 0
1985-03-10 | Mar | 5:00 | 33.98 | 24.98 | 70 | 0 |  |  | 0
1985-03-10 | Mar | 6:00 | 35.96 | 26.96 | 70 | 0 |  |  | 0
1985-03-10 | Mar | 7:00 | 37.04 | 28.04 | 70 | 0 |  |  | 0
1985-03-10 | Mar | 8:00 | 39.92 | 30.02 | 68 | 0 |  |  | 0
1985-03-10 | Mar | 9:00 | 48.92 | 32 | 52 | 0 |  |  | 0
1985-03-10 | Mar | 10:00 | 53.96 | 33.08 | 45 | 0 |  |  | 0
1985-03-10 | Mar | 11:00 | 60.08 | 32 | 35 | 0 |  |  | 0
1985-03-10 | Mar | 12:00 | 60.08 | 32 | 35 | 0 |  |  | 0
1985-03-10 | Mar | 13:00 | 62.06 | 35.96 | 38 | 0 |  |  | 0
1985-03-10 | Mar | 14:00 | 60.08 | 33.98 | 38 | 0 |  |  | 0
1985-03-10 | Mar | 15:00 | 62.06 | 37.94 | 41 | 0 |  |  | 0
1985-03-10 | Mar | 16:00 | 59 | 39.02 | 48 | 0 |  |  | 0
1985-03-10 | Mar | 17:00 | 57.02 | 39.92 | 53 | 0 |  |  | 0
1985-03-10 | Mar | 18:00 | 55.04 | 39.92 | 57 | 0 |  |  | 0
1985-03-10 | Mar | 19:00 | 53.96 | 41 | 62 | 0 |  |  | 0
1985-03-10 | Mar | 20:00 | 53.06 | 41 | 64 | 0 |  |  | 0
1985-03-10 | Mar | 21:00 | 51.98 | 39.92 | 64 | 0 |  |  | 0
1985-03-10 | Mar | 22:00 | 50 | 39.92 | 69 | 0 |  |  | 0
1985-03-10 | Mar | 23:00 | 50 | 37.94 | 64 | 0 |  |  | 0
1985-03-10 | Mar | 24:00 | 50 | 37.94 | 64 | 0 | 0 |  | 0
1985-03-11 | Mar | 1:00 | 48.92 | 37.94 | 66 | 0 |  |  | 0
1985-03-11 | Mar | 2:00 | 46.94 | 39.02 | 74 | 0 |  |  | 0
1985-03-11 | Mar | 3:00 | 46.04 | 39.02 | 77 | 0 |  |  | 0
1985-03-11 | Mar | 4:00 | 44.06 | 39.92 | 86 | 0 |  |  | 0
1985-03-11 | Mar | 5:00 | 42.98 | 39.92 | 89 | 0 |  |  | 0
1985-03-11 | Mar | 6:00 | 42.98 | 41 | 93 | 0 |  |  | 0
1985-03-11 | Mar | 7:00 | 44.06 | 41 | 89 | 0 |  |  | 0
1985-03-11 | Mar | 8:00 | 44.06 | 42.08 | 93 | 0 |  |  | 0
1985-03-11 | Mar | 9:00 | 46.94 | 44.06 | 89 | 0 |  |  | 0
1985-03-11 | Mar | 10:00 | 46.04 | 42.08 | 86 | 0 |  |  | 0
1985-03-11 | Mar | 11:00 | 46.04 | 44.06 | 93 | 0 |  |  | 0
1985-03-11 | Mar | 12:00 | 46.94 | 44.06 | 89 | 0 |  |  | 0
1985-03-11 | Mar | 13:00 | 48.92 | 44.96 | 86 | 0 |  |  | 0
1985-03-11 | Mar | 14:00 | 50 | 46.04 | 86 | 0 |  |  | 0
1985-03-11 | Mar | 15:00 | 50 | 46.94 | 90 | 0 |  |  | 0
1985-03-11 | Mar | 16:00 | 48.92 | 46.94 | 93 | 0 |  |  | 0
1985-03-11 | Mar | 17:00 | 50 | 48.92 | 96 | 0 |  |  | 0
1985-03-11 | Mar | 18:00 | 50 | 48.92 | 96 | 0 |  |  | 0
1985-03-11 | Mar | 19:00 | 51.08 | 48.92 | 93 | 0 |  |  | 0
1985-03-11 | Mar | 20:00 | 44.06 | 42.08 | 93 | 0 |  |  | 0
1985-03-11 | Mar | 21:00 | 37.94 | 33.08 | 82 | 0 |  |  | 0
1985-03-11 | Mar | 22:00 | 37.94 | 32 | 79 | 0 |  |  | 0
1985-03-11 | Mar | 23:00 | 37.04 | 30.02 | 76 | 0 |  |  | 0
1985-03-11 | Mar | 24:00 | 35.96 | 28.94 | 76 | 0 | 0 |  | 0
1985-03-12 | Mar | 1:00 | 35.06 | 28.94 | 79 | 0 |  |  | 0
1985-03-12 | Mar | 2:00 | 33.98 | 28.04 | 79 | 0 |  |  | 0
1985-03-12 | Mar | 3:00 | 33.98 | 24.98 | 70 | 0 |  |  | 0
1985-03-12 | Mar | 4:00 | 33.08 | 24.98 | 73 | 0 |  |  | 0
1985-03-12 | Mar | 5:00 | 33.98 | 24.98 | 70 | 0 |  |  | 0
1985-03-12 | Mar | 6:00 | 33.08 | 24.08 | 70 | 0 |  |  | 0
1985-03-12 | Mar | 7:00 | 33.08 | 24.08 | 70 | 0 |  |  | 0
1985-03-12 | Mar | 8:00 | 35.96 | 24.98 | 64 | 0 |  |  | 0
1985-03-12 | Mar | 9:00 | 39.02 | 24.98 | 57 | 0 |  |  | 0
1985-03-12 | Mar | 10:00 | 42.08 | 24.98 | 51 | 0 |  |  | 0
1985-03-12 | Mar | 11:00 | 44.06 | 24.98 | 47 | 0 |  |  | 0
1985-03-12 | Mar | 12:00 | 46.04 | 23 | 40 | 0 |  |  | 0
1985-03-12 | Mar | 13:00 | 46.94 | 23 | 39 | 0 |  |  | 0
1985-03-12 | Mar | 14:00 | 48.92 | 23 | 36 | 0 |  |  | 0
1985-03-12 | Mar | 15:00 | 48.02 | 21.92 | 36 | 0 |  |  | 0
1985-03-12 | Mar | 16:00 | 46.04 | 21.02 | 37 | 0 |  |  | 0
1985-03-12 | Mar | 17:00 | 44.96 | 21.02 | 39 | 0 |  |  | 0
1985-03-12 | Mar | 18:00 | 39.92 | 21.92 | 49 | 0 |  |  | 0
1985-03-12 | Mar | 19:00 | 37.94 | 21.92 | 53 | 0 |  |  | 0
1985-03-12 | Mar | 20:00 | 35.06 | 21.92 | 59 | 0 |  |  | 0
1985-03-12 | Mar | 21:00 | 35.06 | 23 | 62 | 0 |  |  | 0
1985-03-12 | Mar | 22:00 | 33.08 | 23 | 67 | 0 |  |  | 0
1985-03-12 | Mar | 23:00 | 33.08 | 21.02 | 61 | 0 |  |  | 0
1985-03-12 | Mar | 24:00 | 33.08 | 19.94 | 59 | 0 | 0 |  | 0
1985-03-13 | Mar | 1:00 | 33.98 | 21.02 | 59 | 0 |  |  | 0
1985-03-13 | Mar | 2:00 | 35.06 | 21.02 | 57 | 0 |  |  | 0
1985-03-13 | Mar | 3:00 | 35.06 | 19.94 | 54 | 0 |  |  | 0
1985-03-13 | Mar | 4:00 | 35.06 | 19.04 | 52 | 0 |  |  | 0
1985-03-13 | Mar | 5:00 | 35.06 | 19.94 | 54 | 0 |  |  | 0
1985-03-13 | Mar | 6:00 | 32 | 28.04 | 85 | 0 |  |  | 0
1985-03-13 | Mar | 7:00 | 32 | 28.94 | 89 | 0 |  |  | 0
1985-03-13 | Mar | 8:00 | 32 | 30.02 | 92 | 0 |  |  | 0
1985-03-13 | Mar | 9:00 | 32 | 30.92 | 96 | 0 |  |  | 0
1985-03-13 | Mar | 10:00 | 32 | 32 | 100 | 0 |  |  | 0
1985-03-13 | Mar | 11:00 | 33.98 | 33.08 | 96 | 0 |  |  | 0
1985-03-13 | Mar | 12:00 | 33.98 | 33.08 | 96 | 0 |  |  | 0
1985-03-13 | Mar | 13:00 | 35.06 | 33.98 | 96 | 0 |  |  | 0
1985-03-13 | Mar | 14:00 | 35.06 | 33.98 | 96 | 0 |  |  | 0
1985-03-13 | Mar | 15:00 | 37.04 | 35.06 | 93 | 0 |  |  | 0
1985-03-13 | Mar | 16:00 | 37.04 | 35.06 | 93 | 0 |  |  | 0
1985-03-13 | Mar | 17:00 | 37.94 | 35.06 | 89 | 0 |  |  | 0
1985-03-13 | Mar | 18:00 | 37.94 | 35.06 | 89 | 0 |  |  | 0
1985-03-13 | Mar | 19:00 | 37.94 | 35.06 | 89 | 0 |  |  | 0
1985-03-13 | Mar | 20:00 | 37.04 | 32 | 82 | 0 |  |  | 0
1985-03-13 | Mar | 21:00 | 35.96 | 30.92 | 82 | 0 |  |  | 0
1985-03-13 | Mar | 22:00 | 35.96 | 30.92 | 82 | 0 |  |  | 0
1985-03-13 | Mar | 23:00 | 33.08 | 30.02 | 89 | 0 |  |  | 0
1985-03-13 | Mar | 24:00 | 32 | 28.94 | 89 | 0 | 0 |  | 0
1985-03-14 | Mar | 1:00 | 30.92 | 28.94 | 92 | 0 |  |  | 0
1985-03-14 | Mar | 2:00 | 28.94 | 26.96 | 92 | 0 |  |  | 0
1985-03-14 | Mar | 3:00 | 28.94 | 26.96 | 92 | 0 |  |  | 0
1985-03-14 | Mar | 4:00 | 28.04 | 26.06 | 92 | 0 |  |  | 0
1985-03-14 | Mar | 5:00 | 26.96 | 24.98 | 92 | 0 |  |  | 0
1985-03-14 | Mar | 6:00 | 28.04 | 26.06 | 92 | 0 |  |  | 0
1985-03-14 | Mar | 7:00 | 28.94 | 26.06 | 89 | 0 |  |  | 0
1985-03-14 | Mar | 8:00 | 33.98 | 28.04 | 79 | 0 |  |  | 0
1985-03-14 | Mar | 9:00 | 37.94 | 28.94 | 70 | 0 |  |  | 0
1985-03-14 | Mar | 10:00 | 41 | 30.02 | 65 | 0 |  |  | 0
1985-03-14 | Mar | 11:00 | 42.08 | 28.94 | 60 | 0 |  |  | 0
1985-03-14 | Mar | 12:00 | 44.96 | 28.94 | 54 | 0 |  |  | 0
1985-03-14 | Mar | 13:00 | 48.02 | 28.94 | 48 | 0 |  |  | 0
1985-03-14 | Mar | 14:00 | 44.96 | 26.96 | 49 | 0 |  |  | 0
1985-03-14 | Mar | 15:00 | 44.96 | 24.08 | 44 | 0 |  |  | 0
1985-03-14 | Mar | 16:00 | 46.94 | 21.92 | 37 | 0 |  |  | 0
1985-03-14 | Mar | 17:00 | 44.96 | 21.92 | 40 | 0 |  |  | 0
1985-03-14 | Mar | 18:00 | 42.98 | 21.92 | 43 | 0 |  |  | 0
1985-03-14 | Mar | 19:00 | 39.02 | 21.02 | 49 | 0 |  |  | 0
1985-03-14 | Mar | 20:00 | 37.04 | 21.02 | 52 | 0 |  |  | 0
1985-03-14 | Mar | 21:00 | 35.06 | 21.02 | 57 | 0 |  |  | 0
1985-03-14 | Mar | 22:00 | 33.98 | 19.94 | 57 | 0 |  |  | 0
1985-03-14 | Mar | 23:00 | 33.08 | 21.92 | 64 | 0 |  |  | 0
1985-03-14 | Mar | 24:00 | 30.92 | 21.02 | 67 | 0 | 0 |  | 0
1985-03-15 | Mar | 1:00 | 30.02 | 21.02 | 69 | 0 |  |  | 0
1985-03-15 | Mar | 2:00 | 28.94 | 21.92 | 75 | 0 |  |  | 0
1985-03-15 | Mar | 3:00 | 28.04 | 21.92 | 78 | 0 |  |  | 0
1985-03-15 | Mar | 4:00 | 26.96 | 21.92 | 81 | 0 |  |  | 0
1985-03-15 | Mar | 5:00 | 26.96 | 21.92 | 81 | 0 |  |  | 0
1985-03-15 | Mar | 6:00 | 26.06 | 21.92 | 85 | 0 |  |  | 0
1985-03-15 | Mar | 7:00 | 26.06 | 23 | 88 | 0 |  |  | 0
1985-03-15 | Mar | 8:00 | 33.08 | 26.06 | 76 | 0 |  |  | 0
1985-03-15 | Mar | 9:00 | 39.02 | 26.96 | 62 | 0 |  |  | 0
1985-03-15 | Mar | 10:00 | 42.98 | 21.92 | 43 | 0 |  |  | 0
1985-03-15 | Mar | 11:00 | 42.08 | 24.98 | 51 | 0 |  |  | 0
1985-03-15 | Mar | 12:00 | 44.06 | 24.08 | 45 | 0 |  |  | 0
1985-03-15 | Mar | 13:00 | 46.04 | 24.98 | 44 | 0 |  |  | 0
1985-03-15 | Mar | 14:00 | 46.94 | 24.08 | 41 | 0 |  |  | 0
1985-03-15 | Mar | 15:00 | 46.94 | 26.06 | 44 | 0 |  |  | 0
1985-03-15 | Mar | 16:00 | 48.02 | 24.98 | 41 | 0 |  |  | 0
1985-03-15 | Mar | 17:00 | 46.94 | 26.96 | 46 | 0 |  |  | 0
1985-03-15 | Mar | 18:00 | 42.98 | 28.04 | 56 | 0 |  |  | 0
1985-03-15 | Mar | 19:00 | 37.94 | 28.94 | 70 | 0 |  |  | 0
1985-03-15 | Mar | 20:00 | 37.04 | 28.94 | 73 | 0 |  |  | 0
1985-03-15 | Mar | 21:00 | 37.04 | 28.94 | 73 | 0 |  |  | 0
1985-03-15 | Mar | 22:00 | 35.96 | 28.94 | 76 | 0 |  |  | 0
1985-03-15 | Mar | 23:00 | 35.96 | 30.02 | 79 | 0 |  |  | 0
1985-03-15 | Mar | 24:00 | 35.96 | 30.02 | 79 | 0 | 0 |  | 0
1985-03-16 | Mar | 1:00 | 35.06 | 30.02 | 82 | 0 |  |  | 0
1985-03-16 | Mar | 2:00 | 33.98 | 30.02 | 85 | 0 |  |  | 0
1985-03-16 | Mar | 3:00 | 33.98 | 30.02 | 85 | 0 |  |  | 0
1985-03-16 | Mar | 4:00 | 35.06 | 30.02 | 82 | 0 |  |  | 0
1985-03-16 | Mar | 5:00 | 35.06 | 30.02 | 82 | 0 |  |  | 0
1985-03-16 | Mar | 6:00 | 35.96 | 28.94 | 76 | 0 |  |  | 0
1985-03-16 | Mar | 7:00 | 37.04 | 28.94 | 73 | 0 |  |  | 0
1985-03-16 | Mar | 8:00 | 39.92 | 30.02 | 68 | 0 |  |  | 0
1985-03-16 | Mar | 9:00 | 42.08 | 30.92 | 65 | 0 |  |  | 0
1985-03-16 | Mar | 10:00 | 42.98 | 33.08 | 68 | 0 |  |  | 0
1985-03-16 | Mar | 11:00 | 44.96 | 33.08 | 63 | 0 |  |  | 0
1985-03-16 | Mar | 12:00 | 46.94 | 30.92 | 54 | 0 |  |  | 0
1985-03-16 | Mar | 13:00 | 50 | 30.92 | 48 | 0 |  |  | 0
1985-03-16 | Mar | 14:00 | 48.92 | 30.02 | 48 | 0 |  |  | 0
1985-03-16 | Mar | 15:00 | 46.04 | 28.04 | 50 | 0 |  |  | 0
1985-03-16 | Mar | 16:00 | 46.04 | 26.96 | 48 | 0 |  |  | 0
1985-03-16 | Mar | 17:00 | 46.04 | 24.08 | 42 | 0 |  |  | 0
1985-03-16 | Mar | 18:00 | 42.08 | 24.08 | 49 | 0 |  |  | 0
1985-03-16 | Mar | 19:00 | 37.04 | 24.08 | 59 | 0 |  |  | 0
1985-03-16 | Mar | 20:00 | 35.96 | 24.08 | 62 | 0 |  |  | 0
1985-03-16 | Mar | 21:00 | 33.08 | 21.92 | 64 | 0 |  |  | 0
1985-03-16 | Mar | 22:00 | 30.92 | 21.92 | 69 | 0 |  |  | 0
1985-03-16 | Mar | 23:00 | 30.02 | 21.92 | 72 | 0 |  |  | 0
1985-03-16 | Mar | 24:00 | 30.02 | 21.92 | 72 | 0 | 0 |  | 0
1985-03-17 | Mar | 1:00 | 30.92 | 21.92 | 69 | 0 |  |  | 0
1985-03-17 | Mar | 2:00 | 32 | 23 | 69 | 0 |  |  | 0
1985-03-17 | Mar | 3:00 | 32 | 24.08 | 72 | 0 |  |  | 0
1985-03-17 | Mar | 4:00 | 30.92 | 24.08 | 75 | 0 |  |  | 0
1985-03-17 | Mar | 5:00 | 30.92 | 24.08 | 75 | 0 |  |  | 0
1985-03-17 | Mar | 6:00 | 30.92 | 24.08 | 75 | 0 |  |  | 0
1985-03-17 | Mar | 7:00 | 30.92 | 24.98 | 79 | 0 |  |  | 0
1985-03-17 | Mar | 8:00 | 33.98 | 26.06 | 73 | 0 |  |  | 0
1985-03-17 | Mar | 9:00 | 35.06 | 26.06 | 70 | 0 |  |  | 0
1985-03-17 | Mar | 10:00 | 33.98 | 26.06 | 73 | 0 |  |  | 0
1985-03-17 | Mar | 11:00 | 35.96 | 24.08 | 62 | 0 |  |  | 0
1985-03-17 | Mar | 12:00 | 35.06 | 23 | 62 | 0 |  |  | 0
1985-03-17 | Mar | 13:00 | 35.96 | 23 | 59 | 0 |  |  | 0
1985-03-17 | Mar | 14:00 | 35.06 | 21.92 | 59 | 0 |  |  | 0
1985-03-17 | Mar | 15:00 | 33.98 | 21.92 | 62 | 0 |  |  | 0
1985-03-17 | Mar | 16:00 | 33.08 | 21.02 | 61 | 0 |  |  | 0
1985-03-17 | Mar | 17:00 | 32 | 21.02 | 64 | 0 |  |  | 0
1985-03-17 | Mar | 18:00 | 28.04 | 17.96 | 66 | 0 |  |  | 0
1985-03-17 | Mar | 19:00 | 26.06 | 17.96 | 72 | 0 |  |  | 0
1985-03-17 | Mar | 20:00 | 24.98 | 17.96 | 75 | 0 |  |  | 0
1985-03-17 | Mar | 21:00 | 24.98 | 17.96 | 75 | 0 |  |  | 0
1985-03-17 | Mar | 22:00 | 21.92 | 17.96 | 85 | 0 |  |  | 0
1985-03-17 | Mar | 23:00 | 21.92 | 17.96 | 85 | 0 |  |  | 0
1985-03-17 | Mar | 24:00 | 21.02 | 17.96 | 88 | 0 | 0 |  | 0
1985-03-18 | Mar | 1:00 | 19.94 | 17.96 | 92 | 0 |  |  | 0
1985-03-18 | Mar | 2:00 | 19.04 | 17.96 | 96 | 0 |  |  | 0
1985-03-18 | Mar | 3:00 | 17.96 | 17.06 | 96 | 0 |  |  | 0
1985-03-18 | Mar | 4:00 | 19.04 | 17.96 | 96 | 0 |  |  | 0
1985-03-18 | Mar | 5:00 | 17.96 | 17.06 | 96 | 0 |  |  | 0
1985-03-18 | Mar | 6:00 | 17.96 | 17.06 | 96 | 0 |  |  | 0
1985-03-18 | Mar | 7:00 | 21.02 | 17.06 | 85 | 0 |  |  | 0
1985-03-18 | Mar | 8:00 | 26.96 | 21.92 | 81 | 0 |  |  | 0
1985-03-18 | Mar | 9:00 | 30.92 | 21.02 | 67 | 0 |  |  | 0
1985-03-18 | Mar | 10:00 | 35.06 | 17.96 | 50 | 0 |  |  | 0
1985-03-18 | Mar | 11:00 | 37.94 | 17.96 | 44 | 0 |  |  | 0
1985-03-18 | Mar | 12:00 | 41 | 17.06 | 38 | 0 |  |  | 0
1985-03-18 | Mar | 13:00 | 42.08 | 17.06 | 36 | 0 |  |  | 0
1985-03-18 | Mar | 14:00 | 44.06 | 17.96 | 35 | 0 |  |  | 0
1985-03-18 | Mar | 15:00 | 44.96 | 17.96 | 34 | 0 |  |  | 0
1985-03-18 | Mar | 16:00 | 44.96 | 17.06 | 33 | 0 |  |  | 0
1985-03-18 | Mar | 17:00 | 42.98 | 17.96 | 37 | 0 |  |  | 0
1985-03-18 | Mar | 18:00 | 39.92 | 19.04 | 43 | 0 |  |  | 0
1985-03-18 | Mar | 19:00 | 37.94 | 19.94 | 48 | 0 |  |  | 0
1985-03-18 | Mar | 20:00 | 37.04 | 21.02 | 52 | 0 |  |  | 0
1985-03-18 | Mar | 21:00 | 37.94 | 21.92 | 53 | 0 |  |  | 0
1985-03-18 | Mar | 22:00 | 39.02 | 23 | 53 | 0 |  |  | 0
1985-03-18 | Mar | 23:00 | 37.94 | 24.08 | 57 | 0 |  |  | 0
1985-03-18 | Mar | 24:00 | 37.94 | 24.98 | 60 | 0 | 0 |  | 0
1985-03-19 | Mar | 1:00 | 37.94 | 24.08 | 57 | 0 |  |  | 0
1985-03-19 | Mar | 2:00 | 37.04 | 24.98 | 62 | 0 |  |  | 0
1985-03-19 | Mar | 3:00 | 37.94 | 26.96 | 65 | 0 |  |  | 0
1985-03-19 | Mar | 4:00 | 39.02 | 30.02 | 70 | 0 |  |  | 0
1985-03-19 | Mar | 5:00 | 41 | 32 | 70 | 0 |  |  | 0
1985-03-19 | Mar | 6:00 | 41 | 33.08 | 73 | 0 |  |  | 0
1985-03-19 | Mar | 7:00 | 42.08 | 33.98 | 73 | 0 |  |  | 0
1985-03-19 | Mar | 8:00 | 46.04 | 35.06 | 66 | 0 |  |  | 0
1985-03-19 | Mar | 9:00 | 48.92 | 35.96 | 61 | 0 |  |  | 0
1985-03-19 | Mar | 10:00 | 51.08 | 37.04 | 59 | 0 |  |  | 0
1985-03-19 | Mar | 11:00 | 53.06 | 39.92 | 62 | 0 |  |  | 0
1985-03-19 | Mar | 12:00 | 57.02 | 42.08 | 58 | 0 |  |  | 0
1985-03-19 | Mar | 13:00 | 59 | 42.08 | 54 | 0 |  |  | 0
1985-03-19 | Mar | 14:00 | 60.08 | 42.08 | 52 | 0 |  |  | 0
1985-03-19 | Mar | 15:00 | 60.08 | 39.92 | 48 | 0 |  |  | 0
1985-03-19 | Mar | 16:00 | 62.96 | 39.02 | 41 | 0 |  |  | 0
1985-03-19 | Mar | 17:00 | 60.98 | 37.04 | 41 | 0 |  |  | 0
1985-03-19 | Mar | 18:00 | 57.02 | 35.96 | 46 | 0 |  |  | 0
1985-03-19 | Mar | 19:00 | 53.06 | 35.06 | 51 | 0 |  |  | 0
1985-03-19 | Mar | 20:00 | 51.08 | 35.96 | 57 | 0 |  |  | 0
1985-03-19 | Mar | 21:00 | 46.04 | 32 | 58 | 0 |  |  | 0
1985-03-19 | Mar | 22:00 | 44.96 | 30.02 | 56 | 0 |  |  | 0
1985-03-19 | Mar | 23:00 | 42.08 | 28.94 | 60 | 0 |  |  | 0
1985-03-19 | Mar | 24:00 | 39.02 | 26.06 | 60 | 0 | 0 |  | 0
1985-03-20 | Mar | 1:00 | 37.94 | 24.98 | 60 | 0 |  |  | 0
1985-03-20 | Mar | 2:00 | 37.04 | 24.98 | 62 | 0 |  |  | 0
1985-03-20 | Mar | 3:00 | 35.06 | 24.08 | 64 | 0 |  |  | 0
1985-03-20 | Mar | 4:00 | 33.08 | 24.08 | 70 | 0 |  |  | 0
1985-03-20 | Mar | 5:00 | 33.08 | 24.08 | 70 | 0 |  |  | 0
1985-03-20 | Mar | 6:00 | 33.08 | 24.08 | 70 | 0 |  |  | 0
1985-03-20 | Mar | 7:00 | 37.04 | 26.06 | 65 | 0 |  |  | 0
1985-03-20 | Mar | 8:00 | 41 | 26.96 | 58 | 0 |  |  | 0
1985-03-20 | Mar | 9:00 | 42.08 | 28.04 | 58 | 0 |  |  | 0
1985-03-20 | Mar | 10:00 | 42.08 | 26.06 | 53 | 0 |  |  | 0
1985-03-20 | Mar | 11:00 | 42.08 | 28.04 | 58 | 0 |  |  | 0
1985-03-20 | Mar | 12:00 | 42.08 | 26.96 | 55 | 0 |  |  | 0
1985-03-20 | Mar | 13:00 | 41 | 26.06 | 55 | 0 |  |  | 0
1985-03-20 | Mar | 14:00 | 39.92 | 24.08 | 53 | 0 |  |  | 0
1985-03-20 | Mar | 15:00 | 39.02 | 21.92 | 51 | 0 |  |  | 0
1985-03-20 | Mar | 16:00 | 35.06 | 21.92 | 59 | 0 |  |  | 0
1985-03-20 | Mar | 17:00 | 35.06 | 21.92 | 59 | 0 |  |  | 0
1985-03-20 | Mar | 18:00 | 32 | 21.92 | 67 | 0 |  |  | 0
1985-03-20 | Mar | 19:00 | 28.94 | 23 | 78 | 0 |  |  | 0
1985-03-20 | Mar | 20:00 | 28.94 | 24.08 | 82 | 0 |  |  | 0
1985-03-20 | Mar | 21:00 | 28.04 | 24.08 | 85 | 0 |  |  | 0
1985-03-20 | Mar | 22:00 | 28.04 | 24.08 | 85 | 0 |  |  | 0
1985-03-20 | Mar | 23:00 | 26.96 | 24.08 | 89 | 0 |  |  | 0
1985-03-20 | Mar | 24:00 | 26.06 | 24.08 | 92 | 0 | 0 |  | 0
1985-03-21 | Mar | 1:00 | 26.06 | 24.08 | 92 | 0 |  |  | 0
1985-03-21 | Mar | 2:00 | 26.06 | 21.92 | 85 | 0 |  |  | 0
1985-03-21 | Mar | 3:00 | 30.02 | 21.92 | 72 | 0 |  |  | 0
1985-03-21 | Mar | 4:00 | 30.02 | 21.92 | 72 | 0 |  |  | 0
1985-03-21 | Mar | 5:00 | 30.02 | 21.92 | 72 | 0 |  |  | 0
1985-03-21 | Mar | 6:00 | 28.04 | 23 | 82 | 0 |  |  | 0
1985-03-21 | Mar | 7:00 | 30.92 | 23 | 72 | 0 |  |  | 0
1985-03-21 | Mar | 8:00 | 33.98 | 19.94 | 57 | 0 |  |  | 0
1985-03-21 | Mar | 9:00 | 37.04 | 17.96 | 46 | 0 |  |  | 0
1985-03-21 | Mar | 10:00 | 39.02 | 17.06 | 41 | 0 |  |  | 0
1985-03-21 | Mar | 11:00 | 41 | 15.98 | 36 | 0 |  |  | 0
1985-03-21 | Mar | 12:00 | 44.06 | 17.06 | 34 | 0 |  |  | 0
1985-03-21 | Mar | 13:00 | 44.96 | 17.06 | 33 | 0 |  |  | 0
1985-03-21 | Mar | 14:00 | 46.94 | 17.06 | 30 | 0 |  |  | 0
1985-03-21 | Mar | 15:00 | 46.04 | 17.06 | 31 | 0 |  |  | 0
1985-03-21 | Mar | 16:00 | 44.06 | 17.06 | 34 | 0 |  |  | 0
1985-03-21 | Mar | 17:00 | 42.98 | 17.96 | 37 | 0 |  |  | 0
1985-03-21 | Mar | 18:00 | 37.04 | 21.92 | 55 | 0 |  |  | 0
1985-03-21 | Mar | 19:00 | 33.98 | 24.08 | 67 | 0 |  |  | 0
1985-03-21 | Mar | 20:00 | 32 | 26.06 | 79 | 0 |  |  | 0
1985-03-21 | Mar | 21:00 | 33.08 | 26.06 | 76 | 0 |  |  | 0
1985-03-21 | Mar | 22:00 | 37.04 | 24.98 | 62 | 0 |  |  | 0
1985-03-21 | Mar | 23:00 | 35.96 | 21.02 | 55 | 0 |  |  | 0
1985-03-21 | Mar | 24:00 | 33.98 | 17.96 | 52 | 0 | 0 |  | 0
1985-03-22 | Mar | 1:00 | 33.08 | 17.06 | 52 | 0 |  |  | 0
1985-03-22 | Mar | 2:00 | 30.92 | 17.96 | 59 | 0 |  |  | 0
1985-03-22 | Mar | 3:00 | 30.92 | 17.96 | 59 | 0 |  |  | 0
1985-03-22 | Mar | 4:00 | 26.06 | 19.04 | 75 | 0 |  |  | 0
1985-03-22 | Mar | 5:00 | 26.06 | 19.04 | 75 | 0 |  |  | 0
1985-03-22 | Mar | 6:00 | 26.96 | 19.94 | 75 | 0 |  |  | 0
1985-03-22 | Mar | 7:00 | 32 | 21.92 | 67 | 0 |  |  | 0
1985-03-22 | Mar | 8:00 | 35.06 | 24.08 | 64 | 0 |  |  | 0
1985-03-22 | Mar | 9:00 | 39.92 | 24.08 | 53 | 0 |  |  | 0
1985-03-22 | Mar | 10:00 | 42.98 | 23 | 45 | 0 |  |  | 0
1985-03-22 | Mar | 11:00 | 44.06 | 24.08 | 45 | 0 |  |  | 0
1985-03-22 | Mar | 12:00 | 44.96 | 26.06 | 47 | 0 |  |  | 0
1985-03-22 | Mar | 13:00 | 44.06 | 24.98 | 47 | 0 |  |  | 0
1985-03-22 | Mar | 14:00 | 44.96 | 24.08 | 44 | 0 |  |  | 0
1985-03-22 | Mar | 15:00 | 44.96 | 24.98 | 46 | 0 |  |  | 0
1985-03-22 | Mar | 16:00 | 44.96 | 24.98 | 46 | 0 |  |  | 0
1985-03-22 | Mar | 17:00 | 44.06 | 24.98 | 47 | 0 |  |  | 0
1985-03-22 | Mar | 18:00 | 42.08 | 24.98 | 51 | 0 |  |  | 0
1985-03-22 | Mar | 19:00 | 42.08 | 26.06 | 53 | 0 |  |  | 0
1985-03-22 | Mar | 20:00 | 42.08 | 28.04 | 58 | 0 |  |  | 0
1985-03-22 | Mar | 21:00 | 46.04 | 28.04 | 50 | 0 |  |  | 0
1985-03-22 | Mar | 22:00 | 44.96 | 28.94 | 54 | 0 |  |  | 0
1985-03-22 | Mar | 23:00 | 44.06 | 30.02 | 58 | 0 |  |  | 0
1985-03-22 | Mar | 24:00 | 42.98 | 32 | 65 | 0 | 0 |  | 0
1985-03-23 | Mar | 1:00 | 42.08 | 32 | 68 | 0 |  |  | 0
1985-03-23 | Mar | 2:00 | 42.08 | 32 | 68 | 0 |  |  | 0
1985-03-23 | Mar | 3:00 | 39.92 | 33.08 | 76 | 0 |  |  | 0
1985-03-23 | Mar | 4:00 | 39.92 | 33.08 | 76 | 0 |  |  | 0
1985-03-23 | Mar | 5:00 | 39.02 | 33.08 | 79 | 0 |  |  | 0
1985-03-23 | Mar | 6:00 | 37.94 | 33.98 | 86 | 0 |  |  | 0
1985-03-23 | Mar | 7:00 | 37.94 | 33.98 | 86 | 0 |  |  | 0
1985-03-23 | Mar | 8:00 | 39.02 | 33.08 | 79 | 0 |  |  | 0
1985-03-23 | Mar | 9:00 | 39.92 | 33.98 | 79 | 0 |  |  | 0
1985-03-23 | Mar | 10:00 | 39.92 | 35.96 | 86 | 0 |  |  | 0
1985-03-23 | Mar | 11:00 | 41 | 37.04 | 86 | 0 |  |  | 0
1985-03-23 | Mar | 12:00 | 41 | 37.94 | 89 | 0 |  |  | 0
1985-03-23 | Mar | 13:00 | 42.08 | 39.02 | 89 | 0 |  |  | 0
1985-03-23 | Mar | 14:00 | 42.98 | 39.02 | 86 | 0 |  |  | 0
1985-03-23 | Mar | 15:00 | 42.98 | 39.02 | 86 | 0 |  |  | 0
1985-03-23 | Mar | 16:00 | 42.98 | 39.02 | 86 | 0 |  |  | 0
1985-03-23 | Mar | 17:00 | 44.06 | 39.92 | 86 | 0 |  |  | 0
1985-03-23 | Mar | 18:00 | 42.98 | 39.92 | 89 | 0 |  |  | 0
1985-03-23 | Mar | 19:00 | 42.98 | 39.92 | 89 | 0 |  |  | 0
1985-03-23 | Mar | 20:00 | 42.98 | 41 | 93 | 0 |  |  | 0
1985-03-23 | Mar | 21:00 | 42.98 | 41 | 93 | 0 |  |  | 0
1985-03-23 | Mar | 22:00 | 42.08 | 39.02 | 89 | 0 |  |  | 0
1985-03-23 | Mar | 23:00 | 41 | 39.02 | 93 | 0 |  |  | 0
1985-03-23 | Mar | 24:00 | 39.92 | 37.94 | 93 | 0 | 0 |  | 0
1985-03-24 | Mar | 1:00 | 39.92 | 37.94 | 93 | 0 |  |  | 0
1985-03-24 | Mar | 2:00 | 39.92 | 37.94 | 93 | 0 |  |  | 0
1985-03-24 | Mar | 3:00 | 39.92 | 37.94 | 93 | 0 |  |  | 0
1985-03-24 | Mar | 4:00 | 39.02 | 37.04 | 93 | 0 |  |  | 0
1985-03-24 | Mar | 5:00 | 39.02 | 37.04 | 93 | 0 |  |  | 0
1985-03-24 | Mar | 6:00 | 39.02 | 37.04 | 93 | 0 |  |  | 0
1985-03-24 | Mar | 7:00 | 39.02 | 37.04 | 93 | 0 |  |  | 0
1985-03-24 | Mar | 8:00 | 37.94 | 37.94 | 100 | 0 |  |  | 0
1985-03-24 | Mar | 9:00 | 39.02 | 37.94 | 96 | 0 |  |  | 0
1985-03-24 | Mar | 10:00 | 41 | 39.02 | 93 | 0 |  |  | 0
1985-03-24 | Mar | 11:00 | 39.92 | 39.02 | 96 | 0 |  |  | 0
1985-03-24 | Mar | 12:00 | 41 | 37.94 | 89 | 0 |  |  | 0
1985-03-24 | Mar | 13:00 | 39.02 | 37.04 | 93 | 0 |  |  | 0
1985-03-24 | Mar | 14:00 | 37.94 | 37.94 | 100 | 0 |  |  | 0
1985-03-24 | Mar | 15:00 | 37.94 | 35.96 | 93 | 0 |  |  | 0
1985-03-24 | Mar | 16:00 | 37.04 | 35.06 | 93 | 0 |  |  | 0
1985-03-24 | Mar | 17:00 | 37.04 | 33.98 | 89 | 0 |  |  | 0
1985-03-24 | Mar | 18:00 | 37.04 | 33.98 | 89 | 0 |  |  | 0
1985-03-24 | Mar | 19:00 | 35.96 | 33.08 | 89 | 0 |  |  | 0
1985-03-24 | Mar | 20:00 | 35.96 | 33.08 | 89 | 0 |  |  | 0
1985-03-24 | Mar | 21:00 | 35.96 | 32 | 85 | 0 |  |  | 0
1985-03-24 | Mar | 22:00 | 35.96 | 32 | 85 | 0 |  |  | 0
1985-03-24 | Mar | 23:00 | 35.06 | 30.92 | 85 | 0 |  |  | 0
1985-03-24 | Mar | 24:00 | 35.06 | 30.92 | 85 | 0 | 0 |  | 0
1985-03-25 | Mar | 1:00 | 33.98 | 30.02 | 85 | 0 |  |  | 0
1985-03-25 | Mar | 2:00 | 33.98 | 28.94 | 82 | 0 |  |  | 0
1985-03-25 | Mar | 3:00 | 33.98 | 28.94 | 82 | 0 |  |  | 0
1985-03-25 | Mar | 4:00 | 35.06 | 30.02 | 82 | 0 |  |  | 0
1985-03-25 | Mar | 5:00 | 35.06 | 30.02 | 82 | 0 |  |  | 0
1985-03-25 | Mar | 6:00 | 35.06 | 28.94 | 79 | 0 |  |  | 0
1985-03-25 | Mar | 7:00 | 35.06 | 28.04 | 76 | 0 |  |  | 0
1985-03-25 | Mar | 8:00 | 37.04 | 28.94 | 73 | 0 |  |  | 0
1985-03-25 | Mar | 9:00 | 37.94 | 30.02 | 73 | 0 |  |  | 0
1985-03-25 | Mar | 10:00 | 39.02 | 30.02 | 70 | 0 |  |  | 0
1985-03-25 | Mar | 11:00 | 41 | 30.92 | 68 | 0 |  |  | 0
1985-03-25 | Mar | 12:00 | 42.08 | 32 | 68 | 0 |  |  | 0
1985-03-25 | Mar | 13:00 | 42.98 | 32 | 65 | 0 |  |  | 0
1985-03-25 | Mar | 14:00 | 42.98 | 32 | 65 | 0 |  |  | 0
1985-03-25 | Mar | 15:00 | 44.06 | 32 | 63 | 0 |  |  | 0
1985-03-25 | Mar | 16:00 | 44.06 | 32 | 63 | 0 |  |  | 0
1985-03-25 | Mar | 17:00 | 42.98 | 32 | 65 | 0 |  |  | 0
1985-03-25 | Mar | 18:00 | 42.08 | 32 | 68 | 0 |  |  | 0
1985-03-25 | Mar | 19:00 | 39.02 | 30.92 | 73 | 0 |  |  | 0
1985-03-25 | Mar | 20:00 | 35.06 | 30.02 | 82 | 0 |  |  | 0
1985-03-25 | Mar | 21:00 | 35.06 | 30.02 | 82 | 0 |  |  | 0
1985-03-25 | Mar | 22:00 | 33.08 | 28.94 | 85 | 0 |  |  | 0
1985-03-25 | Mar | 23:00 | 33.08 | 30.02 | 89 | 0 |  |  | 0
1985-03-25 | Mar | 24:00 | 32 | 30.02 | 92 | 0 | 0 |  | 0
1985-03-26 | Mar | 1:00 | 33.08 | 30.02 | 89 | 0 |  |  | 0
1985-03-26 | Mar | 2:00 | 32 | 28.94 | 89 | 0 |  |  | 0
1985-03-26 | Mar | 3:00 | 30.92 | 28.94 | 92 | 0 |  |  | 0
1985-03-26 | Mar | 4:00 | 33.08 | 30.02 | 89 | 0 |  |  | 0
1985-03-26 | Mar | 5:00 | 33.08 | 30.02 | 89 | 0 |  |  | 0
1985-03-26 | Mar | 6:00 | 32 | 28.94 | 89 | 0 |  |  | 0
1985-03-26 | Mar | 7:00 | 35.96 | 30.92 | 82 | 0 |  |  | 0
1985-03-26 | Mar | 8:00 | 42.98 | 35.06 | 74 | 0 |  |  | 0
1985-03-26 | Mar | 9:00 | 46.94 | 35.96 | 66 | 0 |  |  | 0
1985-03-26 | Mar | 10:00 | 51.98 | 37.04 | 57 | 0 |  |  | 0
1985-03-26 | Mar | 11:00 | 55.04 | 37.94 | 53 | 0 |  |  | 0
1985-03-26 | Mar | 12:00 | 59 | 39.02 | 48 | 0 |  |  | 0
1985-03-26 | Mar | 13:00 | 60.98 | 39.92 | 46 | 0 |  |  | 0
1985-03-26 | Mar | 14:00 | 62.96 | 41 | 45 | 0 |  |  | 0
1985-03-26 | Mar | 15:00 | 64.04 | 42.08 | 45 | 0 |  |  | 0
1985-03-26 | Mar | 16:00 | 64.04 | 41 | 43 | 0 |  |  | 0
1985-03-26 | Mar | 17:00 | 62.96 | 41 | 45 | 0 |  |  | 0
1985-03-26 | Mar | 18:00 | 60.98 | 39.92 | 46 | 0 |  |  | 0
1985-03-26 | Mar | 19:00 | 59 | 39.92 | 50 | 0 |  |  | 0
1985-03-26 | Mar | 20:00 | 57.92 | 39.92 | 51 | 0 |  |  | 0
1985-03-26 | Mar | 21:00 | 57.92 | 39.92 | 51 | 0 |  |  | 0
1985-03-26 | Mar | 22:00 | 57.92 | 39.02 | 49 | 0 |  |  | 0
1985-03-26 | Mar | 23:00 | 57.92 | 39.02 | 49 | 0 |  |  | 0
1985-03-26 | Mar | 24:00 | 59 | 39.02 | 48 | 0 | 0 |  | 0
1985-03-27 | Mar | 1:00 | 55.04 | 42.98 | 64 | 0 |  |  | 0
1985-03-27 | Mar | 2:00 | 55.04 | 44.06 | 67 | 0 |  |  | 0
1985-03-27 | Mar | 3:00 | 57.02 | 44.06 | 62 | 0 |  |  | 0
1985-03-27 | Mar | 4:00 | 57.02 | 44.06 | 62 | 0 |  |  | 0
1985-03-27 | Mar | 5:00 | 57.92 | 46.04 | 65 | 0 |  |  | 0
1985-03-27 | Mar | 6:00 | 55.04 | 46.94 | 75 | 0 |  |  | 0
1985-03-27 | Mar | 7:00 | 55.04 | 48.92 | 80 | 0 |  |  | 0
1985-03-27 | Mar | 8:00 | 55.94 | 50 | 80 | 0 |  |  | 0
1985-03-27 | Mar | 9:00 | 55.94 | 51.98 | 87 | 0 |  |  | 0
1985-03-27 | Mar | 10:00 | 57.02 | 53.06 | 87 | 0 |  |  | 0
1985-03-27 | Mar | 11:00 | 57.92 | 53.96 | 87 | 0 |  |  | 0
1985-03-27 | Mar | 12:00 | 64.04 | 55.04 | 73 | 0 |  |  | 0
1985-03-27 | Mar | 13:00 | 66.92 | 50 | 55 | 0 |  |  | 0
1985-03-27 | Mar | 14:00 | 68 | 51.08 | 55 | 0 |  |  | 0
1985-03-27 | Mar | 15:00 | 69.98 | 53.06 | 55 | 0 |  |  | 0
1985-03-27 | Mar | 16:00 | 66.92 | 51.98 | 59 | 0 |  |  | 0
1985-03-27 | Mar | 17:00 | 64.94 | 50 | 59 | 0 |  |  | 0
1985-03-27 | Mar | 18:00 | 60.08 | 48.02 | 65 | 0 |  |  | 0
1985-03-27 | Mar | 19:00 | 57.02 | 46.94 | 69 | 0 |  |  | 0
1985-03-27 | Mar | 20:00 | 55.04 | 46.94 | 75 | 0 |  |  | 0
1985-03-27 | Mar | 21:00 | 57.02 | 48.02 | 72 | 0 |  |  | 0
1985-03-27 | Mar | 22:00 | 55.94 | 48.02 | 75 | 0 |  |  | 0
1985-03-27 | Mar | 23:00 | 55.94 | 48.02 | 75 | 0 |  |  | 0
1985-03-27 | Mar | 24:00 | 55.04 | 51.08 | 87 | 0 | 0 |  | 0
1985-03-28 | Mar | 1:00 | 57.02 | 55.94 | 97 | 0 |  |  | 0
1985-03-28 | Mar | 2:00 | 57.92 | 55.04 | 90 | 0 |  |  | 0
1985-03-28 | Mar | 3:00 | 59 | 57.02 | 93 | 0 |  |  | 0
1985-03-28 | Mar | 4:00 | 44.96 | 44.06 | 96 | 0 |  |  | 0
1985-03-28 | Mar | 5:00 | 44.06 | 42.98 | 96 | 0 |  |  | 0
1985-03-28 | Mar | 6:00 | 42.98 | 42.08 | 96 | 0 |  |  | 0
1985-03-28 | Mar | 7:00 | 42.98 | 42.08 | 96 | 0 |  |  | 0
1985-03-28 | Mar | 8:00 | 44.96 | 42.98 | 93 | 0 |  |  | 0
1985-03-28 | Mar | 9:00 | 44.96 | 42.98 | 93 | 0 |  |  | 0
1985-03-28 | Mar | 10:00 | 46.94 | 44.96 | 93 | 0 |  |  | 0
1985-03-28 | Mar | 11:00 | 42.98 | 42.08 | 96 | 0 |  |  | 0
1985-03-28 | Mar | 12:00 | 42.98 | 41 | 93 | 0 |  |  | 0
1985-03-28 | Mar | 13:00 | 41 | 39.02 | 93 | 0 |  |  | 0
1985-03-28 | Mar | 14:00 | 42.08 | 39.92 | 93 | 0 |  |  | 0
1985-03-28 | Mar | 15:00 | 42.08 | 42.08 | 100 | 0 |  |  | 0
1985-03-28 | Mar | 16:00 | 44.06 | 44.06 | 100 | 0 |  |  | 0
1985-03-28 | Mar | 17:00 | 44.96 | 44.96 | 100 | 0 |  |  | 0
1985-03-28 | Mar | 18:00 | 44.96 | 44.96 | 100 | 0 |  |  | 0
1985-03-28 | Mar | 19:00 | 46.04 | 46.04 | 100 | 0 |  |  | 0
1985-03-28 | Mar | 20:00 | 44.96 | 44.96 | 100 | 0 |  |  | 0
1985-03-28 | Mar | 21:00 | 44.96 | 44.96 | 100 | 0 |  |  | 0
1985-03-28 | Mar | 22:00 | 46.04 | 46.04 | 100 | 0 |  |  | 0
1985-03-28 | Mar | 23:00 | 48.02 | 46.04 | 93 | 0 |  |  | 0
1985-03-28 | Mar | 24:00 | 50 | 48.02 | 93 | 0 | 0 |  | 0
1985-03-29 | Mar | 1:00 | 51.08 | 46.94 | 86 | 0 |  |  | 0
1985-03-29 | Mar | 2:00 | 50 | 46.04 | 86 | 0 |  |  | 0
1985-03-29 | Mar | 3:00 | 48.02 | 44.06 | 86 | 0 |  |  | 0
1985-03-29 | Mar | 4:00 | 46.04 | 42.08 | 86 | 0 |  |  | 0
1985-03-29 | Mar | 5:00 | 44.06 | 41 | 89 | 0 |  |  | 0
1985-03-29 | Mar | 6:00 | 42.08 | 39.92 | 93 | 0 |  |  | 0
1985-03-29 | Mar | 7:00 | 42.98 | 41 | 93 | 0 |  |  | 0
1985-03-29 | Mar | 8:00 | 44.96 | 41 | 86 | 0 |  |  | 0
1985-03-29 | Mar | 9:00 | 48.92 | 42.08 | 77 | 0 |  |  | 0
1985-03-29 | Mar | 10:00 | 50 | 42.08 | 74 | 0 |  |  | 0
1985-03-29 | Mar | 11:00 | 53.06 | 42.08 | 66 | 0 |  |  | 0
1985-03-29 | Mar | 12:00 | 55.04 | 42.08 | 62 | 0 |  |  | 0
1985-03-29 | Mar | 13:00 | 55.94 | 42.08 | 60 | 0 |  |  | 0
1985-03-29 | Mar | 14:00 | 55.94 | 37.94 | 51 | 0 |  |  | 0
1985-03-29 | Mar | 15:00 | 51.08 | 42.08 | 72 | 0 |  |  | 0
1985-03-29 | Mar | 16:00 | 44.96 | 39.92 | 83 | 0 |  |  | 0
1985-03-29 | Mar | 17:00 | 42.08 | 37.94 | 86 | 0 |  |  | 0
1985-03-29 | Mar | 18:00 | 41 | 35.96 | 83 | 0 |  |  | 0
1985-03-29 | Mar | 19:00 | 39.92 | 35.06 | 82 | 0 |  |  | 0
1985-03-29 | Mar | 20:00 | 39.02 | 35.96 | 89 | 0 |  |  | 0
1985-03-29 | Mar | 21:00 | 37.94 | 33.98 | 86 | 0 |  |  | 0
1985-03-29 | Mar | 22:00 | 35.96 | 33.08 | 89 | 0 |  |  | 0
1985-03-29 | Mar | 23:00 | 35.96 | 32 | 85 | 0 |  |  | 0
1985-03-29 | Mar | 24:00 | 35.06 | 32 | 89 | 0 | 0 |  | 0
1985-03-30 | Mar | 1:00 | 35.06 | 30.92 | 85 | 0 |  |  | 0
1985-03-30 | Mar | 2:00 | 35.06 | 30.92 | 85 | 0 |  |  | 0
1985-03-30 | Mar | 3:00 | 35.06 | 30.92 | 85 | 0 |  |  | 0
1985-03-30 | Mar | 4:00 | 33.98 | 30.02 | 85 | 0 |  |  | 0
1985-03-30 | Mar | 5:00 | 33.98 | 30.02 | 85 | 0 |  |  | 0
1985-03-30 | Mar | 6:00 | 33.98 | 30.02 | 85 | 0 |  |  | 0
1985-03-30 | Mar | 7:00 | 33.98 | 30.92 | 89 | 0 |  |  | 0
1985-03-30 | Mar | 8:00 | 35.96 | 32 | 85 | 0 |  |  | 0
1985-03-30 | Mar | 9:00 | 35.96 | 30.02 | 79 | 0 |  |  | 0
1985-03-30 | Mar | 10:00 | 35.96 | 30.02 | 79 | 0 |  |  | 0
1985-03-30 | Mar | 11:00 | 35.06 | 30.02 | 82 | 0 |  |  | 0
1985-03-30 | Mar | 12:00 | 35.06 | 30.02 | 82 | 0 |  |  | 0
1985-03-30 | Mar | 13:00 | 35.06 | 30.02 | 82 | 0 |  |  | 0
1985-03-30 | Mar | 14:00 | 35.06 | 30.92 | 85 | 0 |  |  | 0
1985-03-30 | Mar | 15:00 | 33.08 | 28.94 | 85 | 0 |  |  | 0
1985-03-30 | Mar | 16:00 | 33.98 | 28.94 | 82 | 0 |  |  | 0
1985-03-30 | Mar | 17:00 | 35.96 | 28.94 | 76 | 0 |  |  | 0
1985-03-30 | Mar | 18:00 | 37.94 | 28.94 | 70 | 0 |  |  | 0
1985-03-30 | Mar | 19:00 | 35.96 | 30.02 | 79 | 0 |  |  | 0
1985-03-30 | Mar | 20:00 | 35.96 | 30.02 | 79 | 0 |  |  | 0
1985-03-30 | Mar | 21:00 | 35.96 | 30.02 | 79 | 0 |  |  | 0
1985-03-30 | Mar | 22:00 | 35.96 | 30.02 | 79 | 0 |  |  | 0
1985-03-30 | Mar | 23:00 | 35.06 | 30.92 | 85 | 0 |  |  | 0
1985-03-30 | Mar | 24:00 | 35.06 | 33.08 | 92 | 0 | 0 |  | 0
1985-03-31 | Mar | 1:00 | 35.06 | 33.08 | 92 | 0 |  |  | 0
1985-03-31 | Mar | 2:00 | 35.06 | 33.08 | 92 | 0 |  |  | 0
1985-03-31 | Mar | 3:00 | 35.06 | 33.08 | 92 | 0 |  |  | 0
1985-03-31 | Mar | 4:00 | 35.06 | 33.08 | 92 | 0 |  |  | 0
1985-03-31 | Mar | 5:00 | 35.96 | 33.98 | 93 | 0 |  |  | 0
1985-03-31 | Mar | 6:00 | 37.04 | 35.96 | 96 | 0 |  |  | 0
1985-03-31 | Mar | 7:00 | 37.04 | 35.96 | 96 | 0 |  |  | 0
1985-03-31 | Mar | 8:00 | 39.02 | 37.04 | 93 | 0 |  |  | 0
1985-03-31 | Mar | 9:00 | 39.92 | 39.02 | 96 | 0 |  |  | 0
1985-03-31 | Mar | 10:00 | 42.98 | 42.08 | 96 | 0 |  |  | 0
1985-03-31 | Mar | 11:00 | 44.06 | 42.08 | 93 | 0 |  |  | 0
1985-03-31 | Mar | 12:00 | 46.04 | 37.94 | 74 | 0 |  |  | 0
1985-03-31 | Mar | 13:00 | 42.98 | 35.96 | 76 | 0 |  |  | 0
1985-03-31 | Mar | 14:00 | 41 | 35.06 | 79 | 0 |  |  | 0
1985-03-31 | Mar | 15:00 | 39.92 | 32 | 73 | 0 |  |  | 0
1985-03-31 | Mar | 16:00 | 37.04 | 32 | 82 | 0 |  |  | 0
1985-03-31 | Mar | 17:00 | 32 | 32 | 100 | 0 |  |  | 0
1985-03-31 | Mar | 18:00 | 33.98 | 30.02 | 85 | 0 |  |  | 0
1985-03-31 | Mar | 19:00 | 33.08 | 28.94 | 85 | 0 |  |  | 0
1985-03-31 | Mar | 20:00 | 32 | 28.04 | 85 | 0 |  |  | 0
1985-03-31 | Mar | 21:00 | 32 | 26.96 | 82 | 0 |  |  | 0
1985-03-31 | Mar | 22:00 | 31.82 | 26.6 | 85 | 0 |  |  | 0
1985-03-31 | Mar | 23:00 | 31.28 | 26.06 | 82 | 0 |  |  | 0
1985-03-31 | Mar | 24:00 | 30.92 | 25.52 | 75 | 0 | 0 |  | 0
2002-04-01 | Apr | 1:00 | 30.38 | 24.8 | 66 | 0 |  |  | 0
2002-04-01 | Apr | 2:00 | 30.02 | 24.26 | 72 | 0 |  |  | 0
2002-04-01 | Apr | 3:00 | 29.48 | 23.72 | 72 | 0 |  |  | 0
2002-04-01 | Apr | 4:00 | 28.94 | 23 | 76 | 0 |  |  | 0
2002-04-01 | Apr | 5:00 | 28.04 | 21.92 | 75 | 0 |  |  | 0
2002-04-01 | Apr | 6:00 | 26.96 | 23 | 83 | 0 |  |  | 0
2002-04-01 | Apr | 7:00 | 30.02 | 24.08 | 76 | 0 |  |  | 0
2002-04-01 | Apr | 8:00 | 33.98 | 23 | 61 | 0 |  |  | 0
2002-04-01 | Apr | 9:00 | 35.96 | 21.92 | 53 | 0 |  |  | 0
2002-04-01 | Apr | 10:00 | 39.02 | 23 | 50 | 0 |  |  | 0
2002-04-01 | Apr | 11:00 | 39.02 | 21.92 | 47 | 0 |  |  | 0
2002-04-01 | Apr | 12:00 | 39.92 | 24.08 | 51 | 0 |  |  | 0
2002-04-01 | Apr | 13:00 | 39.92 | 21.92 | 46 | 0 |  |  | 0
2002-04-01 | Apr | 14:00 | 37.04 | 30.02 | 75 | 0 |  |  | 0
2002-04-01 | Apr | 15:00 | 33.08 | 32 | 96 | 0 |  |  | 0
2002-04-01 | Apr | 16:00 | 33.08 | 33.08 | 100 | 0 |  |  | 0
2002-04-01 | Apr | 17:00 | 33.08 | 32 | 96 | 0 |  |  | 0
2002-04-01 | Apr | 18:00 | 33.08 | 32 | 96 | 0 |  |  | 0
2002-04-01 | Apr | 19:00 | 33.08 | 32 | 96 | 0 |  |  | 0
2002-04-01 | Apr | 20:00 | 33.98 | 32 | 92 | 0 |  |  | 0
2002-04-01 | Apr | 21:00 | 33.98 | 33.08 | 96 | 0 |  |  | 0
2002-04-01 | Apr | 22:00 | 35.06 | 32 | 88 | 0 |  |  | 0
2002-04-01 | Apr | 23:00 | 35.06 | 32 | 88 | 0 |  |  | 0
2002-04-01 | Apr | 24:00 | 35.96 | 32 | 85 | 0 | 0 |  | 0
2002-04-02 | Apr | 1:00 | 35.96 | 32 | 85 | 0 |  |  | 0
2002-04-02 | Apr | 2:00 | 35.96 | 32 | 85 | 0 |  |  | 0
2002-04-02 | Apr | 3:00 | 35.96 | 34.34 | 94 | 0 |  |  | 0
2002-04-02 | Apr | 4:00 | 35.96 | 34.7 | 95 | 0 |  |  | 0
2002-04-02 | Apr | 5:00 | 37.04 | 35.96 | 96 | 0 |  |  | 0
2002-04-02 | Apr | 6:00 | 37.94 | 37.04 | 97 | 0 |  |  | 0
2002-04-02 | Apr | 7:00 | 37.94 | 37.04 | 97 | 0 |  |  | 0
2002-04-02 | Apr | 8:00 | 37.94 | 37.04 | 97 | 0 |  |  | 0
2002-04-02 | Apr | 9:00 | 39.92 | 37.94 | 93 | 0 |  |  | 0
2002-04-02 | Apr | 10:00 | 42.08 | 39.02 | 89 | 0 |  |  | 0
2002-04-02 | Apr | 11:00 | 42.98 | 39.02 | 86 | 0 |  |  | 0
2002-04-02 | Apr | 12:00 | 42.98 | 37.94 | 82 | 0 |  |  | 0
2002-04-02 | Apr | 13:00 | 42.98 | 37.94 | 82 | 0 |  |  | 0
2002-04-02 | Apr | 14:00 | 44.06 | 37.04 | 76 | 0 |  |  | 0
2002-04-02 | Apr | 15:00 | 42.98 | 35.96 | 76 | 0 |  |  | 0
2002-04-02 | Apr | 16:00 | 41 | 35.06 | 79 | 0 |  |  | 0
2002-04-02 | Apr | 17:00 | 39.02 | 33.98 | 82 | 0 |  |  | 0
2002-04-02 | Apr | 18:00 | 39.02 | 33.08 | 79 | 0 |  |  | 0
2002-04-02 | Apr | 19:00 | 37.04 | 30.92 | 78 | 0 |  |  | 0
2002-04-02 | Apr | 20:00 | 37.94 | 30.02 | 72 | 0 |  |  | 0
2002-04-02 | Apr | 21:00 | 37.04 | 30.02 | 75 | 0 |  |  | 0
2002-04-02 | Apr | 22:00 | 35.96 | 30.02 | 78 | 0 |  |  | 0
2002-04-02 | Apr | 23:00 | 35.96 | 28.94 | 74 | 0 |  |  | 0
2002-04-02 | Apr | 24:00 | 33.98 | 28.04 | 77 | 0 | 0 |  | 0
2002-04-03 | Apr | 1:00 | 32 | 28.04 | 83 | 0 |  |  | 0
2002-04-03 | Apr | 2:00 | 32 | 26.96 | 79 | 0 |  |  | 0
2002-04-03 | Apr | 3:00 | 30.92 | 26.06 | 80 | 0 |  |  | 0
2002-04-03 | Apr | 4:00 | 30.92 | 26.96 | 83 | 0 |  |  | 0
2002-04-03 | Apr | 5:00 | 30.02 | 28.04 | 91 | 0 |  |  | 0
2002-04-03 | Apr | 6:00 | 30.92 | 28.04 | 88 | 0 |  |  | 0
2002-04-03 | Apr | 7:00 | 32 | 30.02 | 91 | 0 |  |  | 0
2002-04-03 | Apr | 8:00 | 33.98 | 30.92 | 88 | 0 |  |  | 0
2002-04-03 | Apr | 9:00 | 35.96 | 28.04 | 71 | 0 |  |  | 0
2002-04-03 | Apr | 10:00 | 35.96 | 28.94 | 74 | 0 |  |  | 0
2002-04-03 | Apr | 11:00 | 37.94 | 26.06 | 60 | 0 |  |  | 0
2002-04-03 | Apr | 12:00 | 37.94 | 26.06 | 60 | 0 |  |  | 0
2002-04-03 | Apr | 13:00 | 39.92 | 24.98 | 53 | 0 |  |  | 0
2002-04-03 | Apr | 14:00 | 37.94 | 28.94 | 69 | 0 |  |  | 0
2002-04-03 | Apr | 15:00 | 39.02 | 28.04 | 63 | 0 |  |  | 0
2002-04-03 | Apr | 16:00 | 37.94 | 28.94 | 69 | 0 |  |  | 0
2002-04-03 | Apr | 17:00 | 35.96 | 32 | 85 | 0 |  |  | 0
2002-04-03 | Apr | 18:00 | 35.96 | 30.02 | 78 | 0 |  |  | 0
2002-04-03 | Apr | 19:00 | 35.06 | 28.04 | 74 | 0 |  |  | 0
2002-04-03 | Apr | 20:00 | 33.98 | 28.04 | 77 | 0 |  |  | 0
2002-04-03 | Apr | 21:00 | 33.98 | 28.94 | 80 | 0 |  |  | 0
2002-04-03 | Apr | 22:00 | 33.08 | 28.94 | 83 | 0 |  |  | 0
2002-04-03 | Apr | 23:00 | 32 | 26.06 | 76 | 0 |  |  | 0
2002-04-03 | Apr | 24:00 | 32 | 24.98 | 72 | 0 | 0 |  | 0
2002-04-04 | Apr | 1:00 | 30.92 | 21.92 | 66 | 0 |  |  | 0
2002-04-04 | Apr | 2:00 | 30.92 | 23 | 69 | 0 |  |  | 0
2002-04-04 | Apr | 3:00 | 30.92 | 21.92 | 66 | 0 |  |  | 0
2002-04-04 | Apr | 4:00 | 30.02 | 21.92 | 68 | 0 |  |  | 0
2002-04-04 | Apr | 5:00 | 30.02 | 19.94 | 62 | 0 |  |  | 0
2002-04-04 | Apr | 6:00 | 30.02 | 21.02 | 66 | 0 |  |  | 0
2002-04-04 | Apr | 7:00 | 30.92 | 21.92 | 66 | 0 |  |  | 0
2002-04-04 | Apr | 8:00 | 32 | 23 | 66 | 0 |  |  | 0
2002-04-04 | Apr | 9:00 | 33.08 | 17.06 | 47 | 0 |  |  | 0
2002-04-04 | Apr | 10:00 | 33.98 | 19.94 | 52 | 0 |  |  | 0
2002-04-04 | Apr | 11:00 | 35.96 | 21.02 | 51 | 0 |  |  | 0
2002-04-04 | Apr | 12:00 | 35.96 | 24.98 | 62 | 0 |  |  | 0
2002-04-04 | Apr | 13:00 | 35.06 | 26.06 | 67 | 0 |  |  | 0
2002-04-04 | Apr | 14:00 | 35.06 | 26.96 | 70 | 0 |  |  | 0
2002-04-04 | Apr | 15:00 | 33.98 | 28.04 | 77 | 0 |  |  | 0
2002-04-04 | Apr | 16:00 | 33.08 | 28.04 | 80 | 0 |  |  | 0
2002-04-04 | Apr | 17:00 | 32 | 28.94 | 87 | 0 |  |  | 0
2002-04-04 | Apr | 18:00 | 32 | 30.02 | 91 | 0 |  |  | 0
2002-04-04 | Apr | 19:00 | 32 | 28.94 | 87 | 0 |  |  | 0
2002-04-04 | Apr | 20:00 | 30.92 | 30.02 | 96 | 0 |  |  | 0
2002-04-04 | Apr | 21:00 | 30.92 | 28.94 | 91 | 0 |  |  | 0
2002-04-04 | Apr | 22:00 | 28.94 | 28.94 | 100 | 0 |  |  | 0
2002-04-04 | Apr | 23:00 | 30.02 | 28.94 | 95 | 0 |  |  | 0
2002-04-04 | Apr | 24:00 | 24.98 | 24.98 | 100 | 0 | 0 |  | 0
2002-04-05 | Apr | 1:00 | 26.06 | 26.06 | 100 | 0 |  |  | 0
2002-04-05 | Apr | 2:00 | 24.98 | 24.98 | 100 | 0 |  |  | 0
2002-04-05 | Apr | 3:00 | 26.06 | 26.06 | 100 | 0 |  |  | 0
2002-04-05 | Apr | 4:00 | 26.06 | 24.98 | 95 | 0 |  |  | 0
2002-04-05 | Apr | 5:00 | 24.98 | 24.08 | 96 | 0 |  |  | 0
2002-04-05 | Apr | 6:00 | 24.98 | 24.08 | 96 | 0 |  |  | 0
2002-04-05 | Apr | 7:00 | 28.04 | 24.98 | 87 | 0 |  |  | 0
2002-04-05 | Apr | 8:00 | 32 | 24.08 | 69 | 0 |  |  | 0
2002-04-05 | Apr | 9:00 | 35.06 | 24.08 | 61 | 0 |  |  | 0
2002-04-05 | Apr | 10:00 | 37.94 | 24.98 | 57 | 0 |  |  | 0
2002-04-05 | Apr | 11:00 | 37.04 | 26.06 | 62 | 0 |  |  | 0
2002-04-05 | Apr | 12:00 | 37.94 | 24.98 | 57 | 0 |  |  | 0
2002-04-05 | Apr | 13:00 | 39.92 | 24.08 | 51 | 0 |  |  | 0
2002-04-05 | Apr | 14:00 | 41 | 24.08 | 48 | 0 |  |  | 0
2002-04-05 | Apr | 15:00 | 39.92 | 23 | 48 | 0 |  |  | 0
2002-04-05 | Apr | 16:00 | 41 | 24.08 | 48 | 0 |  |  | 0
2002-04-05 | Apr | 17:00 | 37.04 | 24.98 | 59 | 0 |  |  | 0
2002-04-05 | Apr | 18:00 | 35.96 | 24.98 | 62 | 0 |  |  | 0
2002-04-05 | Apr | 19:00 | 35.96 | 24.98 | 62 | 0 |  |  | 0
2002-04-05 | Apr | 20:00 | 33.08 | 26.06 | 73 | 0 |  |  | 0
2002-04-05 | Apr | 21:00 | 32 | 24.98 | 72 | 0 |  |  | 0
2002-04-05 | Apr | 22:00 | 32 | 24.08 | 69 | 0 |  |  | 0
2002-04-05 | Apr | 23:00 | 30.02 | 24.08 | 76 | 0 |  |  | 0
2002-04-05 | Apr | 24:00 | 28.04 | 24.08 | 83 | 0 | 0 |  | 0
2002-04-06 | Apr | 1:00 | 28.04 | 24.08 | 83 | 0 |  |  | 0
2002-04-06 | Apr | 2:00 | 26.96 | 24.08 | 87 | 0 |  |  | 0
2002-04-06 | Apr | 3:00 | 28.04 | 24.08 | 83 | 0 |  |  | 0
2002-04-06 | Apr | 4:00 | 26.96 | 23 | 83 | 0 |  |  | 0
2002-04-06 | Apr | 5:00 | 26.06 | 23 | 87 | 0 |  |  | 0
2002-04-06 | Apr | 6:00 | 26.96 | 23 | 83 | 0 |  |  | 0
2002-04-06 | Apr | 7:00 | 30.92 | 23 | 69 | 0 |  |  | 0
2002-04-06 | Apr | 8:00 | 35.06 | 21.02 | 53 | 0 |  |  | 0
2002-04-06 | Apr | 9:00 | 35.96 | 21.02 | 51 | 0 |  |  | 0
2002-04-06 | Apr | 10:00 | 37.04 | 19.04 | 44 | 0 |  |  | 0
2002-04-06 | Apr | 11:00 | 41 | 21.02 | 42 | 0 |  |  | 0
2002-04-06 | Apr | 12:00 | 39.92 | 21.92 | 46 | 0 |  |  | 0
2002-04-06 | Apr | 13:00 | 42.08 | 24.08 | 46 | 0 |  |  | 0
2002-04-06 | Apr | 14:00 | 42.98 | 23 | 43 | 0 |  |  | 0
2002-04-06 | Apr | 15:00 | 42.98 | 23 | 43 | 0 |  |  | 0
2002-04-06 | Apr | 16:00 | 42.08 | 23 | 44 | 0 |  |  | 0
2002-04-06 | Apr | 17:00 | 42.08 | 21.92 | 42 | 0 |  |  | 0
2002-04-06 | Apr | 18:00 | 39.02 | 21.02 | 45 | 0 |  |  | 0
2002-04-06 | Apr | 19:00 | 35.06 | 23 | 58 | 0 |  |  | 0
2002-04-06 | Apr | 20:00 | 33.08 | 24.98 | 69 | 0 |  |  | 0
2002-04-06 | Apr | 21:00 | 33.08 | 24.98 | 69 | 0 |  |  | 0
2002-04-06 | Apr | 22:00 | 35.96 | 21.92 | 53 | 0 |  |  | 0
2002-04-06 | Apr | 23:00 | 37.94 | 21.92 | 49 | 0 |  |  | 0
2002-04-06 | Apr | 24:00 | 37.04 | 21.02 | 49 | 0 | 0 |  | 0
2002-04-07 | Apr | 1:00 | 37.04 | 21.02 | 49 | 0 |  |  | 0
2002-04-07 | Apr | 2:00 | 37.22 | 20.66 | 48 | 0 |  |  | 0
2002-04-07 | Apr | 3:00 | 37.04 | 19.94 | 46 | 0 |  |  | 0
2002-04-07 | Apr | 4:00 | 37.04 | 19.94 | 46 | 0 |  |  | 0
2002-04-07 | Apr | 5:00 | 37.04 | 21.92 | 51 | 0 |  |  | 0
2002-04-07 | Apr | 6:00 | 37.94 | 21.92 | 49 | 0 |  |  | 0
2002-04-07 | Apr | 7:00 | 37.04 | 24.98 | 59 | 0 |  |  | 0
2002-04-07 | Apr | 8:00 | 35.06 | 30.02 | 81 | 0 |  |  | 0
2002-04-07 | Apr | 9:00 | 35.06 | 32 | 88 | 0 |  |  | 0
2002-04-07 | Apr | 10:00 | 35.96 | 32 | 85 | 0 |  |  | 0
2002-04-07 | Apr | 11:00 | 37.04 | 33.98 | 89 | 0 |  |  | 0
2002-04-07 | Apr | 12:00 | 39.02 | 37.04 | 93 | 0 |  |  | 0
2002-04-07 | Apr | 13:00 | 41 | 39.02 | 93 | 0 |  |  | 0
2002-04-07 | Apr | 14:00 | 42.08 | 41 | 96 | 0 |  |  | 0
2002-04-07 | Apr | 15:00 | 42.98 | 41 | 93 | 0 |  |  | 0
2002-04-07 | Apr | 16:00 | 42.98 | 41 | 93 | 0 |  |  | 0
2002-04-07 | Apr | 17:00 | 44.06 | 41 | 89 | 0 |  |  | 0
2002-04-07 | Apr | 18:00 | 44.96 | 41 | 86 | 0 |  |  | 0
2002-04-07 | Apr | 19:00 | 46.04 | 41 | 82 | 0 |  |  | 0
2002-04-07 | Apr | 20:00 | 46.94 | 42.08 | 83 | 0 |  |  | 0
2002-04-07 | Apr | 21:00 | 48.02 | 44.06 | 86 | 0 |  |  | 0
2002-04-07 | Apr | 22:00 | 48.02 | 46.04 | 93 | 0 |  |  | 0
2002-04-07 | Apr | 23:00 | 48.92 | 46.04 | 90 | 0 |  |  | 0
2002-04-07 | Apr | 24:00 | 48.92 | 46.04 | 90 | 0 | 0 |  | 0
2002-04-08 | Apr | 1:00 | 48.02 | 46.04 | 93 | 0 |  |  | 0
2002-04-08 | Apr | 2:00 | 48.02 | 46.04 | 93 | 0 |  |  | 0
2002-04-08 | Apr | 3:00 | 48.02 | 46.04 | 93 | 0 |  |  | 0
2002-04-08 | Apr | 4:00 | 48.02 | 46.04 | 93 | 0 |  |  | 0
2002-04-08 | Apr | 5:00 | 46.94 | 44.96 | 93 | 0 |  |  | 0
2002-04-08 | Apr | 6:00 | 46.94 | 46.94 | 100 | 0 |  |  | 0
2002-04-08 | Apr | 7:00 | 48.02 | 46.94 | 96 | 0 |  |  | 0
2002-04-08 | Apr | 8:00 | 48.92 | 48.02 | 97 | 0 |  |  | 0
2002-04-08 | Apr | 9:00 | 48.92 | 48.92 | 100 | 0 |  |  | 0
2002-04-08 | Apr | 10:00 | 50 | 48.92 | 96 | 0 |  |  | 0
2002-04-08 | Apr | 11:00 | 51.08 | 51.08 | 100 | 0 |  |  | 0
2002-04-08 | Apr | 12:00 | 51.08 | 51.08 | 100 | 0 |  |  | 0
2002-04-08 | Apr | 13:00 | 51.98 | 51.08 | 97 | 0 |  |  | 0
2002-04-08 | Apr | 14:00 | 51.98 | 51.98 | 100 | 0 |  |  | 0
2002-04-08 | Apr | 15:00 | 51.98 | 51.98 | 100 | 0 |  |  | 0
2002-04-08 | Apr | 16:00 | 51.08 | 51.08 | 100 | 0 |  |  | 0
2002-04-08 | Apr | 17:00 | 51.08 | 51.08 | 100 | 0 |  |  | 0
2002-04-08 | Apr | 18:00 | 51.08 | 51.08 | 100 | 0 |  |  | 0
2002-04-08 | Apr | 19:00 | 48.02 | 48.02 | 100 | 0 |  |  | 0
2002-04-08 | Apr | 20:00 | 46.04 | 44.96 | 96 | 0 |  |  | 0
2002-04-08 | Apr | 21:00 | 46.94 | 46.94 | 100 | 0 |  |  | 0
2002-04-08 | Apr | 22:00 | 46.94 | 46.94 | 100 | 0 |  |  | 0
2002-04-08 | Apr | 23:00 | 46.94 | 46.04 | 97 | 0 |  |  | 0
2002-04-08 | Apr | 24:00 | 46.04 | 44.96 | 96 | 0 | 0 |  | 0
2002-04-09 | Apr | 1:00 | 46.04 | 44.96 | 96 | 0 |  |  | 0
2002-04-09 | Apr | 2:00 | 46.04 | 44.96 | 96 | 0 |  |  | 0
2002-04-09 | Apr | 3:00 | 44.96 | 44.06 | 97 | 0 |  |  | 0
2002-04-09 | Apr | 4:00 | 44.96 | 44.06 | 97 | 0 |  |  | 0
2002-04-09 | Apr | 5:00 | 44.06 | 42.62 | 95 | 0 |  |  | 0
2002-04-09 | Apr | 6:00 | 44.06 | 41 | 89 | 0 |  |  | 0
2002-04-09 | Apr | 7:00 | 42.98 | 41 | 93 | 0 |  |  | 0
2002-04-09 | Apr | 8:00 | 42.98 | 41 | 93 | 0 |  |  | 0
2002-04-09 | Apr | 9:00 | 42.08 | 41 | 96 | 0 |  |  | 0
2002-04-09 | Apr | 10:00 | 42.08 | 41 | 96 | 0 |  |  | 0
2002-04-09 | Apr | 11:00 | 44.06 | 41 | 89 | 0 |  |  | 0
2002-04-09 | Apr | 12:00 | 42.98 | 39.92 | 89 | 0 |  |  | 0
2002-04-09 | Apr | 13:00 | 46.04 | 39.92 | 79 | 0 |  |  | 0
2002-04-09 | Apr | 14:00 | 46.94 | 37.94 | 71 | 0 |  |  | 0
2002-04-09 | Apr | 15:00 | 48.02 | 37.04 | 66 | 0 |  |  | 0
2002-04-09 | Apr | 16:00 | 50 | 37.94 | 63 | 0 |  |  | 0
2002-04-09 | Apr | 17:00 | 46.94 | 35.06 | 63 | 0 |  |  | 0
2002-04-09 | Apr | 18:00 | 46.04 | 33.98 | 63 | 0 |  |  | 0
2002-04-09 | Apr | 19:00 | 42.98 | 33.98 | 70 | 0 |  |  | 0
2002-04-09 | Apr | 20:00 | 37.94 | 33.08 | 82 | 0 |  |  | 0
2002-04-09 | Apr | 21:00 | 37.04 | 33.08 | 85 | 0 |  |  | 0
2002-04-09 | Apr | 22:00 | 37.04 | 33.08 | 85 | 0 |  |  | 0
2002-04-09 | Apr | 23:00 | 37.04 | 33.08 | 85 | 0 |  |  | 0
2002-04-09 | Apr | 24:00 | 35.96 | 33.62 | 91 | 0 | 0 |  | 0
2002-04-10 | Apr | 1:00 | 35.06 | 32.72 | 91 | 0 |  |  | 0
2002-04-10 | Apr | 2:00 | 35.96 | 31.1 | 82 | 0 |  |  | 0
2002-04-10 | Apr | 3:00 | 35.06 | 32 | 88 | 0 |  |  | 0
2002-04-10 | Apr | 4:00 | 35.06 | 33.08 | 92 | 0 |  |  | 0
2002-04-10 | Apr | 5:00 | 35.06 | 33.08 | 92 | 0 |  |  | 0
2002-04-10 | Apr | 6:00 | 35.96 | 33.98 | 92 | 0 |  |  | 0
2002-04-10 | Apr | 7:00 | 41 | 37.04 | 86 | 0 |  |  | 0
2002-04-10 | Apr | 8:00 | 46.04 | 39.02 | 76 | 0 |  |  | 0
2002-04-10 | Apr | 9:00 | 50 | 39.02 | 66 | 0 |  |  | 0
2002-04-10 | Apr | 10:00 | 53.06 | 39.92 | 61 | 0 |  |  | 0
2002-04-10 | Apr | 11:00 | 55.94 | 39.92 | 55 | 0 |  |  | 0
2002-04-10 | Apr | 12:00 | 57.92 | 39.02 | 49 | 0 |  |  | 0
2002-04-10 | Apr | 13:00 | 60.98 | 37.04 | 41 | 0 |  |  | 0
2002-04-10 | Apr | 14:00 | 62.06 | 33.98 | 35 | 0 |  |  | 0
2002-04-10 | Apr | 15:00 | 62.96 | 33.08 | 33 | 0 |  |  | 0
2002-04-10 | Apr | 16:00 | 64.04 | 33.08 | 31 | 0 |  |  | 0
2002-04-10 | Apr | 17:00 | 62.06 | 33.08 | 34 | 0 |  |  | 0
2002-04-10 | Apr | 18:00 | 60.08 | 33.98 | 37 | 0 |  |  | 0
2002-04-10 | Apr | 19:00 | 55.94 | 35.06 | 45 | 0 |  |  | 0
2002-04-10 | Apr | 20:00 | 55.04 | 35.96 | 48 | 0 |  |  | 0
2002-04-10 | Apr | 21:00 | 53.96 | 37.94 | 54 | 0 |  |  | 0
2002-04-10 | Apr | 22:00 | 53.06 | 37.94 | 56 | 0 |  |  | 0
2002-04-10 | Apr | 23:00 | 51.98 | 38.84 | 61 | 0 |  |  | 0
2002-04-10 | Apr | 24:00 | 53.06 | 32 | 44 | 0 | 0 |  | 0
2002-04-11 | Apr | 1:00 | 53.06 | 39.74 | 60 | 0 |  |  | 0
2002-04-11 | Apr | 2:00 | 53.06 | 39.74 | 60 | 0 |  |  | 0
2002-04-11 | Apr | 3:00 | 51.08 | 39.74 | 65 | 0 |  |  | 0
2002-04-11 | Apr | 4:00 | 51.98 | 39.92 | 63 | 0 |  |  | 0
2002-04-11 | Apr | 5:00 | 51.98 | 38.66 | 60 | 0 |  |  | 0
2002-04-11 | Apr | 6:00 | 50 | 39.92 | 68 | 0 |  |  | 0
2002-04-11 | Apr | 7:00 | 53.96 | 39.92 | 59 | 0 |  |  | 0
2002-04-11 | Apr | 8:00 | 57.92 | 41 | 53 | 0 |  |  | 0
2002-04-11 | Apr | 9:00 | 60.98 | 42.08 | 50 | 0 |  |  | 0
2002-04-11 | Apr | 10:00 | 66.02 | 42.08 | 42 | 0 |  |  | 0
2002-04-11 | Apr | 11:00 | 68 | 39.92 | 36 | 0 |  |  | 0
2002-04-11 | Apr | 12:00 | 69.98 | 41 | 35 | 0 |  |  | 0
2002-04-11 | Apr | 13:00 | 69.98 | 41 | 35 | 0 |  |  | 0
2002-04-11 | Apr | 14:00 | 73.04 | 41 | 31 | 0 |  |  | 0
2002-04-11 | Apr | 15:00 | 75.02 | 39.02 | 27 | 0 |  |  | 0
2002-04-11 | Apr | 16:00 | 73.94 | 39.92 | 29 | 0 |  |  | 0
2002-04-11 | Apr | 17:00 | 73.94 | 37.94 | 27 | 0 |  |  | 0
2002-04-11 | Apr | 18:00 | 71.96 | 35.96 | 27 | 0 |  |  | 0
2002-04-11 | Apr | 19:00 | 69.98 | 39.02 | 32 | 0 |  |  | 0
2002-04-11 | Apr | 20:00 | 68 | 42.98 | 40 | 0 |  |  | 0
2002-04-11 | Apr | 21:00 | 66.02 | 44.96 | 47 | 0 |  |  | 0
2002-04-11 | Apr | 22:00 | 66.02 | 45.32 | 47 | 0 |  |  | 0
2002-04-11 | Apr | 23:00 | 64.94 | 46.04 | 50 | 0 |  |  | 0
2002-04-11 | Apr | 24:00 | 64.94 | 51.98 | 63 | 0 | 0 |  | 0
2002-04-12 | Apr | 1:00 | 64.94 | 53.96 | 68 | 0 |  |  | 0
2002-04-12 | Apr | 2:00 | 66.02 | 53.96 | 65 | 0 |  |  | 0
2002-04-12 | Apr | 3:00 | 64.94 | 55.04 | 70 | 0 |  |  | 0
2002-04-12 | Apr | 4:00 | 62.96 | 55.04 | 75 | 0 |  |  | 0
2002-04-12 | Apr | 5:00 | 62.06 | 55.04 | 78 | 0 |  |  | 0
2002-04-12 | Apr | 6:00 | 60.08 | 55.04 | 83 | 0 |  |  | 0
2002-04-12 | Apr | 7:00 | 60.08 | 55.04 | 83 | 0 |  |  | 0
2002-04-12 | Apr | 8:00 | 60.98 | 55.94 | 83 | 0 |  |  | 0
2002-04-12 | Apr | 9:00 | 62.06 | 55.94 | 80 | 0 |  |  | 0
2002-04-12 | Apr | 10:00 | 60.98 | 55.04 | 81 | 0 |  |  | 0
2002-04-12 | Apr | 11:00 | 60.98 | 55.04 | 81 | 0 |  |  | 0
2002-04-12 | Apr | 12:00 | 60.08 | 55.04 | 83 | 0 |  |  | 0
2002-04-12 | Apr | 13:00 | 55.04 | 51.98 | 89 | 0 |  |  | 0
2002-04-12 | Apr | 14:00 | 53.06 | 51.08 | 93 | 0 |  |  | 0
2002-04-12 | Apr | 15:00 | 51.98 | 50 | 93 | 0 |  |  | 0
2002-04-12 | Apr | 16:00 | 51.08 | 48.02 | 89 | 0 |  |  | 0
2002-04-12 | Apr | 17:00 | 50 | 48.02 | 93 | 0 |  |  | 0
2002-04-12 | Apr | 18:00 | 48.92 | 46.94 | 93 | 0 |  |  | 0
2002-04-12 | Apr | 19:00 | 46.94 | 46.04 | 97 | 0 |  |  | 0
2002-04-12 | Apr | 20:00 | 46.94 | 46.04 | 97 | 0 |  |  | 0
2002-04-12 | Apr | 21:00 | 48.02 | 46.04 | 93 | 0 |  |  | 0
2002-04-12 | Apr | 22:00 | 46.94 | 44.96 | 93 | 0 |  |  | 0
2002-04-12 | Apr | 23:00 | 48.02 | 46.04 | 93 | 0 |  |  | 0
2002-04-12 | Apr | 24:00 | 46.94 | 44.96 | 93 | 0 | 0 |  | 0
2002-04-13 | Apr | 1:00 | 44.06 | 44.06 | 100 | 0 |  |  | 0
2002-04-13 | Apr | 2:00 | 44.06 | 44.06 | 100 | 0 |  |  | 0
2002-04-13 | Apr | 3:00 | 44.06 | 42.98 | 96 | 0 |  |  | 0
2002-04-13 | Apr | 4:00 | 42.08 | 42.08 | 100 | 0 |  |  | 0
2002-04-13 | Apr | 5:00 | 44.06 | 44.06 | 100 | 0 |  |  | 0
2002-04-13 | Apr | 6:00 | 44.96 | 44.06 | 97 | 0 |  |  | 0
2002-04-13 | Apr | 7:00 | 46.94 | 44.06 | 90 | 0 |  |  | 0
2002-04-13 | Apr | 8:00 | 50 | 42.98 | 77 | 0 |  |  | 0
2002-04-13 | Apr | 9:00 | 53.06 | 44.96 | 74 | 0 |  |  | 0
2002-04-13 | Apr | 10:00 | 55.94 | 44.96 | 67 | 0 |  |  | 0
2002-04-13 | Apr | 11:00 | 57.92 | 46.04 | 65 | 0 |  |  | 0
2002-04-13 | Apr | 12:00 | 60.08 | 48.02 | 64 | 0 |  |  | 0
2002-04-13 | Apr | 13:00 | 62.06 | 48.02 | 60 | 0 |  |  | 0
2002-04-13 | Apr | 14:00 | 60.98 | 48.92 | 64 | 0 |  |  | 0
2002-04-13 | Apr | 15:00 | 60.98 | 48.92 | 64 | 0 |  |  | 0
2002-04-13 | Apr | 16:00 | 60.98 | 48.92 | 64 | 0 |  |  | 0
2002-04-13 | Apr | 17:00 | 60.08 | 48.92 | 67 | 0 |  |  | 0
2002-04-13 | Apr | 18:00 | 55.04 | 46.94 | 74 | 0 |  |  | 0
2002-04-13 | Apr | 19:00 | 51.98 | 46.04 | 80 | 0 |  |  | 0
2002-04-13 | Apr | 20:00 | 50 | 44.06 | 80 | 0 |  |  | 0
2002-04-13 | Apr | 21:00 | 48.92 | 44.06 | 83 | 0 |  |  | 0
2002-04-13 | Apr | 22:00 | 48.02 | 44.06 | 86 | 0 |  |  | 0
2002-04-13 | Apr | 23:00 | 46.94 | 44.06 | 90 | 0 |  |  | 0
2002-04-13 | Apr | 24:00 | 46.04 | 44.06 | 93 | 0 | 0 |  | 0
2002-04-14 | Apr | 1:00 | 44.06 | 44.06 | 100 | 0 |  |  | 0
2002-04-14 | Apr | 2:00 | 42.98 | 42.98 | 100 | 0 |  |  | 0
2002-04-14 | Apr | 3:00 | 44.06 | 42.98 | 96 | 0 |  |  | 0
2002-04-14 | Apr | 4:00 | 46.04 | 44.96 | 96 | 0 |  |  | 0
2002-04-14 | Apr | 5:00 | 46.04 | 44.96 | 96 | 0 |  |  | 0
2002-04-14 | Apr | 6:00 | 44.06 | 44.06 | 100 | 0 |  |  | 0
2002-04-14 | Apr | 7:00 | 51.98 | 50 | 93 | 0 |  |  | 0
2002-04-14 | Apr | 8:00 | 59 | 53.06 | 81 | 0 |  |  | 0
2002-04-14 | Apr | 9:00 | 62.96 | 53.06 | 70 | 0 |  |  | 0
2002-04-14 | Apr | 10:00 | 66.02 | 51.98 | 61 | 0 |  |  | 0
2002-04-14 | Apr | 11:00 | 69.08 | 48.92 | 49 | 0 |  |  | 0
2002-04-14 | Apr | 12:00 | 71.96 | 51.08 | 48 | 0 |  |  | 0
2002-04-14 | Apr | 13:00 | 73.04 | 53.06 | 50 | 0 |  |  | 0
2002-04-14 | Apr | 14:00 | 75.02 | 50 | 41 | 0 |  |  | 0
2002-04-14 | Apr | 15:00 | 75.02 | 48.02 | 38 | 0 |  |  | 0
2002-04-14 | Apr | 16:00 | 75.02 | 48.92 | 40 | 0 |  |  | 0
2002-04-14 | Apr | 17:00 | 75.92 | 48.92 | 39 | 0 |  |  | 0
2002-04-14 | Apr | 18:00 | 73.94 | 48.92 | 41 | 0 |  |  | 0
2002-04-14 | Apr | 19:00 | 71.96 | 51.08 | 48 | 0 |  |  | 0
2002-04-14 | Apr | 20:00 | 71.96 | 53.96 | 53 | 0 |  |  | 0
2002-04-14 | Apr | 21:00 | 69.98 | 57.02 | 63 | 0 |  |  | 0
2002-04-14 | Apr | 22:00 | 69.08 | 57.92 | 68 | 0 |  |  | 0
2002-04-14 | Apr | 23:00 | 68 | 57.92 | 70 | 0 |  |  | 0
2002-04-14 | Apr | 24:00 | 68 | 57.92 | 70 | 0 | 0 |  | 0
2002-04-15 | Apr | 1:00 | 68 | 59 | 73 | 0 |  |  | 0
2002-04-15 | Apr | 2:00 | 66.92 | 59 | 76 | 0 |  |  | 0
2002-04-15 | Apr | 3:00 | 64.94 | 59 | 81 | 0 |  |  | 0
2002-04-15 | Apr | 4:00 | 64.04 | 57.92 | 80 | 0 |  |  | 0
2002-04-15 | Apr | 5:00 | 62.06 | 57.92 | 86 | 0 |  |  | 0
2002-04-15 | Apr | 6:00 | 64.04 | 57.92 | 80 | 0 |  |  | 0
2002-04-15 | Apr | 7:00 | 68 | 57.92 | 70 | 0 |  |  | 0
2002-04-15 | Apr | 8:00 | 69.98 | 57.92 | 66 | 0 |  |  | 0
2002-04-15 | Apr | 9:00 | 73.94 | 60.08 | 62 | 0 |  |  | 0
2002-04-15 | Apr | 10:00 | 78.08 | 60.98 | 56 | 0 |  |  | 0
2002-04-15 | Apr | 11:00 | 80.96 | 62.06 | 53 | 0 |  |  | 0
2002-04-15 | Apr | 12:00 | 82.94 | 62.06 | 49 | 0 |  |  | 0
2002-04-15 | Apr | 13:00 | 86 | 60.08 | 42 | 0 |  |  | 0
2002-04-15 | Apr | 14:00 | 87.08 | 55.94 | 35 | 0 |  |  | 0
2002-04-15 | Apr | 15:00 | 87.98 | 55.04 | 33 | 0 |  |  | 0
2002-04-15 | Apr | 16:00 | 87.08 | 55.04 | 34 | 0 |  |  | 0
2002-04-15 | Apr | 17:00 | 86 | 55.04 | 35 | 0 |  |  | 0
2002-04-15 | Apr | 18:00 | 84.02 | 55.04 | 37 | 0 |  |  | 0
2002-04-15 | Apr | 19:00 | 80.96 | 57.92 | 45 | 0 |  |  | 0
2002-04-15 | Apr | 20:00 | 78.98 | 60.08 | 52 | 0 |  |  | 0
2002-04-15 | Apr | 21:00 | 78.08 | 60.98 | 56 | 0 |  |  | 0
2002-04-15 | Apr | 22:00 | 75.92 | 62.06 | 62 | 0 |  |  | 0
2002-04-15 | Apr | 23:00 | 75.02 | 62.06 | 64 | 0 |  |  | 0
2002-04-15 | Apr | 24:00 | 73.94 | 62.06 | 66 | 0 | 0 |  | 0
2002-04-16 | Apr | 1:00 | 73.04 | 62.06 | 68 | 0 |  |  | 0
2002-04-16 | Apr | 2:00 | 71.06 | 62.06 | 73 | 0 |  |  | 0
2002-04-16 | Apr | 3:00 | 69.98 | 62.06 | 76 | 0 |  |  | 0
2002-04-16 | Apr | 4:00 | 69.98 | 62.06 | 76 | 0 |  |  | 0
2002-04-16 | Apr | 5:00 | 69.08 | 62.06 | 78 | 0 |  |  | 0
2002-04-16 | Apr | 6:00 | 68 | 62.06 | 81 | 0 |  |  | 0
2002-04-16 | Apr | 7:00 | 71.06 | 62.06 | 73 | 0 |  |  | 0
2002-04-16 | Apr | 8:00 | 73.94 | 62.96 | 69 | 0 |  |  | 0
2002-04-16 | Apr | 9:00 | 75.92 | 62.96 | 64 | 0 |  |  | 0
2002-04-16 | Apr | 10:00 | 78.08 | 64.04 | 62 | 0 |  |  | 0
2002-04-16 | Apr | 11:00 | 80.96 | 64.04 | 56 | 0 |  |  | 0
2002-04-16 | Apr | 12:00 | 82.94 | 62.06 | 49 | 0 |  |  | 0
2002-04-16 | Apr | 13:00 | 86 | 60.98 | 43 | 0 |  |  | 0
2002-04-16 | Apr | 14:00 | 87.08 | 59 | 39 | 0 |  |  | 0
2002-04-16 | Apr | 15:00 | 87.08 | 57.02 | 36 | 0 |  |  | 0
2002-04-16 | Apr | 16:00 | 86 | 55.94 | 36 | 0 |  |  | 0
2002-04-16 | Apr | 17:00 | 86 | 55.94 | 36 | 0 |  |  | 0
2002-04-16 | Apr | 18:00 | 84.02 | 55.04 | 37 | 0 |  |  | 0
2002-04-16 | Apr | 19:00 | 82.04 | 55.94 | 41 | 0 |  |  | 0
2002-04-16 | Apr | 20:00 | 78.98 | 59 | 50 | 0 |  |  | 0
2002-04-16 | Apr | 21:00 | 77 | 60.98 | 58 | 0 |  |  | 0
2002-04-16 | Apr | 22:00 | 75.92 | 62.06 | 62 | 0 |  |  | 0
2002-04-16 | Apr | 23:00 | 75.02 | 62.06 | 64 | 0 |  |  | 0
2002-04-16 | Apr | 24:00 | 73.04 | 62.06 | 68 | 0 | 0 |  | 0
2002-04-17 | Apr | 1:00 | 71.96 | 62.06 | 71 | 0 |  |  | 0
2002-04-17 | Apr | 2:00 | 71.96 | 62.06 | 71 | 0 |  |  | 0
2002-04-17 | Apr | 3:00 | 71.96 | 62.06 | 71 | 0 |  |  | 0
2002-04-17 | Apr | 4:00 | 66.02 | 64.04 | 93 | 0 |  |  | 0
2002-04-17 | Apr | 5:00 | 66.02 | 62.96 | 90 | 0 |  |  | 0
2002-04-17 | Apr | 6:00 | 66.92 | 60.98 | 81 | 0 |  |  | 0
2002-04-17 | Apr | 7:00 | 69.08 | 60.98 | 75 | 0 |  |  | 0
2002-04-17 | Apr | 8:00 | 69.98 | 62.06 | 76 | 0 |  |  | 0
2002-04-17 | Apr | 9:00 | 73.04 | 64.04 | 73 | 0 |  |  | 0
2002-04-17 | Apr | 10:00 | 75.02 | 64.04 | 69 | 0 |  |  | 0
2002-04-17 | Apr | 11:00 | 77 | 62.96 | 62 | 0 |  |  | 0
2002-04-17 | Apr | 12:00 | 80.06 | 62.06 | 54 | 0 |  |  | 0
2002-04-17 | Apr | 13:00 | 80.96 | 60.08 | 49 | 0 |  |  | 0
2002-04-17 | Apr | 14:00 | 82.94 | 60.98 | 48 | 0 |  |  | 0
2002-04-17 | Apr | 15:00 | 84.02 | 57.02 | 40 | 0 |  |  | 0
2002-04-17 | Apr | 16:00 | 84.02 | 53.96 | 36 | 0 |  |  | 0
2002-04-17 | Apr | 17:00 | 82.94 | 51.98 | 34 | 0 |  |  | 0
2002-04-17 | Apr | 18:00 | 80.96 | 46.04 | 29 | 0 |  |  | 0
2002-04-17 | Apr | 19:00 | 78.08 | 44.06 | 30 | 0 |  |  | 0
2002-04-17 | Apr | 20:00 | 73.94 | 51.98 | 46 | 0 |  |  | 0
2002-04-17 | Apr | 21:00 | 73.04 | 50 | 44 | 0 |  |  | 0
2002-04-17 | Apr | 22:00 | 69.98 | 51.98 | 53 | 0 |  |  | 0
2002-04-17 | Apr | 23:00 | 69.08 | 55.94 | 63 | 0 |  |  | 0
2002-04-17 | Apr | 24:00 | 66.92 | 57.92 | 73 | 0 | 0 |  | 0
2002-04-18 | Apr | 1:00 | 66.02 | 57.92 | 75 | 0 |  |  | 0
2002-04-18 | Apr | 2:00 | 64.94 | 57.92 | 78 | 0 |  |  | 0
2002-04-18 | Apr | 3:00 | 69.98 | 62.06 | 76 | 0 |  |  | 0
2002-04-18 | Apr | 4:00 | 69.08 | 60.98 | 75 | 0 |  |  | 0
2002-04-18 | Apr | 5:00 | 69.98 | 60.98 | 73 | 0 |  |  | 0
2002-04-18 | Apr | 6:00 | 69.08 | 62.06 | 78 | 0 |  |  | 0
2002-04-18 | Apr | 7:00 | 71.96 | 62.96 | 73 | 0 |  |  | 0
2002-04-18 | Apr | 8:00 | 75.02 | 64.04 | 69 | 0 |  |  | 0
2002-04-18 | Apr | 9:00 | 77 | 64.94 | 66 | 0 |  |  | 0
2002-04-18 | Apr | 10:00 | 77 | 64.94 | 66 | 0 |  |  | 0
2002-04-18 | Apr | 11:00 | 80.96 | 64.94 | 58 | 0 |  |  | 0
2002-04-18 | Apr | 12:00 | 82.04 | 64.04 | 55 | 0 |  |  | 0
2002-04-18 | Apr | 13:00 | 87.08 | 62.96 | 45 | 0 |  |  | 0
2002-04-18 | Apr | 14:00 | 87.98 | 60.98 | 40 | 0 |  |  | 0
2002-04-18 | Apr | 15:00 | 87.08 | 60.08 | 40 | 0 |  |  | 0
2002-04-18 | Apr | 16:00 | 86 | 57.02 | 37 | 0 |  |  | 0
2002-04-18 | Apr | 17:00 | 87.08 | 55.04 | 34 | 0 |  |  | 0
2002-04-18 | Apr | 18:00 | 84.92 | 57.02 | 39 | 0 |  |  | 0
2002-04-18 | Apr | 19:00 | 82.94 | 62.06 | 49 | 0 |  |  | 0
2002-04-18 | Apr | 20:00 | 80.96 | 62.96 | 54 | 0 |  |  | 0
2002-04-18 | Apr | 21:00 | 80.06 | 64.94 | 60 | 0 |  |  | 0
2002-04-18 | Apr | 22:00 | 78.98 | 60.98 | 54 | 0 |  |  | 0
2002-04-18 | Apr | 23:00 | 75.02 | 53.06 | 46 | 0 |  |  | 0
2002-04-18 | Apr | 24:00 | 66.92 | 57.92 | 73 | 0 | 0 |  | 0
2002-04-19 | Apr | 1:00 | 66.02 | 57.02 | 73 | 0 |  |  | 0
2002-04-19 | Apr | 2:00 | 66.92 | 55.94 | 68 | 0 |  |  | 0
2002-04-19 | Apr | 3:00 | 66.02 | 57.02 | 73 | 0 |  |  | 0
2002-04-19 | Apr | 4:00 | 64.04 | 57.92 | 80 | 0 |  |  | 0
2002-04-19 | Apr | 5:00 | 62.96 | 57.02 | 81 | 0 |  |  | 0
2002-04-19 | Apr | 6:00 | 64.04 | 53.06 | 67 | 0 |  |  | 0
2002-04-19 | Apr | 7:00 | 62.96 | 51.98 | 67 | 0 |  |  | 0
2002-04-19 | Apr | 8:00 | 62.96 | 51.98 | 67 | 0 |  |  | 0
2002-04-19 | Apr | 9:00 | 64.04 | 50 | 60 | 0 |  |  | 0
2002-04-19 | Apr | 10:00 | 60.08 | 50 | 69 | 0 |  |  | 0
2002-04-19 | Apr | 11:00 | 59 | 48.92 | 69 | 0 |  |  | 0
2002-04-19 | Apr | 12:00 | 60.08 | 46.94 | 62 | 0 |  |  | 0
2002-04-19 | Apr | 13:00 | 55.04 | 44.06 | 66 | 0 |  |  | 0
2002-04-19 | Apr | 14:00 | 57.02 | 44.06 | 62 | 0 |  |  | 0
2002-04-19 | Apr | 15:00 | 55.94 | 42.08 | 60 | 0 |  |  | 0
2002-04-19 | Apr | 16:00 | 53.96 | 41 | 61 | 0 |  |  | 0
2002-04-19 | Apr | 17:00 | 51.98 | 39.92 | 63 | 0 |  |  | 0
2002-04-19 | Apr | 18:00 | 50 | 39.02 | 66 | 0 |  |  | 0
2002-04-19 | Apr | 19:00 | 48.02 | 37.94 | 68 | 0 |  |  | 0
2002-04-19 | Apr | 20:00 | 46.94 | 37.94 | 71 | 0 |  |  | 0
2002-04-19 | Apr | 21:00 | 46.04 | 39.92 | 79 | 0 |  |  | 0
2002-04-19 | Apr | 22:00 | 46.04 | 39.02 | 76 | 0 |  |  | 0
2002-04-19 | Apr | 23:00 | 44.96 | 39.92 | 82 | 0 |  |  | 0
2002-04-19 | Apr | 24:00 | 44.06 | 37.94 | 79 | 0 | 0 |  | 0
2002-04-20 | Apr | 1:00 | 44.06 | 39.02 | 82 | 0 |  |  | 0
2002-04-20 | Apr | 2:00 | 42.08 | 35.96 | 79 | 0 |  |  | 0
2002-04-20 | Apr | 3:00 | 42.08 | 33.08 | 70 | 0 |  |  | 0
2002-04-20 | Apr | 4:00 | 42.08 | 30.92 | 64 | 0 |  |  | 0
2002-04-20 | Apr | 5:00 | 41 | 30.92 | 67 | 0 |  |  | 0
2002-04-20 | Apr | 6:00 | 41 | 28.94 | 61 | 0 |  |  | 0
2002-04-20 | Apr | 7:00 | 42.08 | 28.94 | 58 | 0 |  |  | 0
2002-04-20 | Apr | 8:00 | 44.06 | 30.92 | 59 | 0 |  |  | 0
2002-04-20 | Apr | 9:00 | 44.96 | 30.92 | 57 | 0 |  |  | 0
2002-04-20 | Apr | 10:00 | 46.04 | 30.02 | 53 | 0 |  |  | 0
2002-04-20 | Apr | 11:00 | 46.94 | 30.02 | 51 | 0 |  |  | 0
2002-04-20 | Apr | 12:00 | 46.04 | 28.94 | 50 | 0 |  |  | 0
2002-04-20 | Apr | 13:00 | 46.04 | 28.94 | 50 | 0 |  |  | 0
2002-04-20 | Apr | 14:00 | 46.04 | 26.06 | 44 | 0 |  |  | 0
2002-04-20 | Apr | 15:00 | 44.96 | 28.04 | 50 | 0 |  |  | 0
2002-04-20 | Apr | 16:00 | 44.96 | 28.04 | 50 | 0 |  |  | 0
2002-04-20 | Apr | 17:00 | 42.98 | 24.08 | 45 | 0 |  |  | 0
2002-04-20 | Apr | 18:00 | 42.08 | 24.98 | 49 | 0 |  |  | 0
2002-04-20 | Apr | 19:00 | 42.08 | 26.06 | 51 | 0 |  |  | 0
2002-04-20 | Apr | 20:00 | 42.08 | 26.96 | 53 | 0 |  |  | 0
2002-04-20 | Apr | 21:00 | 42.08 | 26.06 | 51 | 0 |  |  | 0
2002-04-20 | Apr | 22:00 | 42.98 | 28.04 | 54 | 0 |  |  | 0
2002-04-20 | Apr | 23:00 | 42.98 | 28.94 | 56 | 0 |  |  | 0
2002-04-20 | Apr | 24:00 | 41 | 33.98 | 76 | 0 | 0 |  | 0
2002-04-21 | Apr | 1:00 | 41 | 35.06 | 79 | 0 |  |  | 0
2002-04-21 | Apr | 2:00 | 41 | 35.06 | 79 | 0 |  |  | 0
2002-04-21 | Apr | 3:00 | 39.02 | 37.04 | 93 | 0 |  |  | 0
2002-04-21 | Apr | 4:00 | 39.02 | 37.04 | 93 | 0 |  |  | 0
2002-04-21 | Apr | 5:00 | 39.02 | 37.04 | 93 | 0 |  |  | 0
2002-04-21 | Apr | 6:00 | 39.02 | 37.04 | 93 | 0 |  |  | 0
2002-04-21 | Apr | 7:00 | 39.92 | 37.04 | 89 | 0 |  |  | 0
2002-04-21 | Apr | 8:00 | 39.92 | 37.94 | 93 | 0 |  |  | 0
2002-04-21 | Apr | 9:00 | 39.02 | 37.94 | 96 | 0 |  |  | 0
2002-04-21 | Apr | 10:00 | 41 | 37.94 | 89 | 0 |  |  | 0
2002-04-21 | Apr | 11:00 | 41 | 37.94 | 89 | 0 |  |  | 0
2002-04-21 | Apr | 12:00 | 42.08 | 37.94 | 85 | 0 |  |  | 0
2002-04-21 | Apr | 13:00 | 41 | 37.94 | 89 | 0 |  |  | 0
2002-04-21 | Apr | 14:00 | 41 | 39.02 | 93 | 0 |  |  | 0
2002-04-21 | Apr | 15:00 | 39.92 | 39.92 | 100 | 0 |  |  | 0
2002-04-21 | Apr | 16:00 | 41 | 39.92 | 96 | 0 |  |  | 0
2002-04-21 | Apr | 17:00 | 39.92 | 39.92 | 100 | 0 |  |  | 0
2002-04-21 | Apr | 18:00 | 39.92 | 39.92 | 100 | 0 |  |  | 0
2002-04-21 | Apr | 19:00 | 39.02 | 39.02 | 100 | 0 |  |  | 0
2002-04-21 | Apr | 20:00 | 39.02 | 39.02 | 100 | 0 |  |  | 0
2002-04-21 | Apr | 21:00 | 39.02 | 39.02 | 100 | 0 |  |  | 0
2002-04-21 | Apr | 22:00 | 39.02 | 39.02 | 100 | 0 |  |  | 0
2002-04-21 | Apr | 23:00 | 39.02 | 39.02 | 100 | 0 |  |  | 0
2002-04-21 | Apr | 24:00 | 39.02 | 39.02 | 100 | 0 | 0 |  | 0
2002-04-22 | Apr | 1:00 | 39.02 | 37.94 | 96 | 0 |  |  | 0
2002-04-22 | Apr | 2:00 | 39.02 | 37.94 | 96 | 0 |  |  | 0
2002-04-22 | Apr | 3:00 | 37.94 | 37.94 | 100 | 0 |  |  | 0
2002-04-22 | Apr | 4:00 | 37.04 | 35.96 | 96 | 0 |  |  | 0
2002-04-22 | Apr | 5:00 | 35.96 | 35.06 | 96 | 0 |  |  | 0
2002-04-22 | Apr | 6:00 | 35.96 | 33.08 | 89 | 0 |  |  | 0
2002-04-22 | Apr | 7:00 | 37.04 | 33.08 | 85 | 0 |  |  | 0
2002-04-22 | Apr | 8:00 | 37.94 | 33.08 | 82 | 0 |  |  | 0
2002-04-22 | Apr | 9:00 | 39.02 | 33.08 | 79 | 0 |  |  | 0
2002-04-22 | Apr | 10:00 | 39.02 | 32 | 76 | 0 |  |  | 0
2002-04-22 | Apr | 11:00 | 39.92 | 30.92 | 70 | 0 |  |  | 0
2002-04-22 | Apr | 12:00 | 39.92 | 33.08 | 76 | 0 |  |  | 0
2002-04-22 | Apr | 13:00 | 42.98 | 32 | 65 | 0 |  |  | 0
2002-04-22 | Apr | 14:00 | 42.08 | 30.02 | 61 | 0 |  |  | 0
2002-04-22 | Apr | 15:00 | 42.08 | 30.92 | 64 | 0 |  |  | 0
2002-04-22 | Apr | 16:00 | 41 | 33.08 | 73 | 0 |  |  | 0
2002-04-22 | Apr | 17:00 | 39.92 | 33.08 | 76 | 0 |  |  | 0
2002-04-22 | Apr | 18:00 | 39.02 | 32 | 76 | 0 |  |  | 0
2002-04-22 | Apr | 19:00 | 37.94 | 32 | 79 | 0 |  |  | 0
2002-04-22 | Apr | 20:00 | 39.02 | 32 | 76 | 0 |  |  | 0
2002-04-22 | Apr | 21:00 | 37.94 | 33.08 | 82 | 0 |  |  | 0
2002-04-22 | Apr | 22:00 | 39.02 | 32 | 76 | 0 |  |  | 0
2002-04-22 | Apr | 23:00 | 35.96 | 33.08 | 89 | 0 |  |  | 0
2002-04-22 | Apr | 24:00 | 37.94 | 33.98 | 85 | 0 | 0 |  | 0
2002-04-23 | Apr | 1:00 | 37.04 | 33.08 | 85 | 0 |  |  | 0
2002-04-23 | Apr | 2:00 | 33.08 | 32 | 96 | 0 |  |  | 0
2002-04-23 | Apr | 3:00 | 33.98 | 32 | 92 | 0 |  |  | 0
2002-04-23 | Apr | 4:00 | 33.08 | 30.92 | 91 | 0 |  |  | 0
2002-04-23 | Apr | 5:00 | 33.08 | 32 | 96 | 0 |  |  | 0
2002-04-23 | Apr | 6:00 | 35.06 | 33.08 | 92 | 0 |  |  | 0
2002-04-23 | Apr | 7:00 | 39.02 | 33.08 | 79 | 0 |  |  | 0
2002-04-23 | Apr | 8:00 | 42.98 | 33.08 | 68 | 0 |  |  | 0
2002-04-23 | Apr | 9:00 | 46.04 | 33.98 | 63 | 0 |  |  | 0
2002-04-23 | Apr | 10:00 | 46.94 | 32 | 56 | 0 |  |  | 0
2002-04-23 | Apr | 11:00 | 48.92 | 33.08 | 54 | 0 |  |  | 0
2002-04-23 | Apr | 12:00 | 51.98 | 35.96 | 54 | 0 |  |  | 0
2002-04-23 | Apr | 13:00 | 55.04 | 39.02 | 55 | 0 |  |  | 0
2002-04-23 | Apr | 14:00 | 57.02 | 41 | 55 | 0 |  |  | 0
2002-04-23 | Apr | 15:00 | 57.92 | 41 | 53 | 0 |  |  | 0
2002-04-23 | Apr | 16:00 | 60.08 | 42.08 | 51 | 0 |  |  | 0
2002-04-23 | Apr | 17:00 | 57.92 | 41 | 53 | 0 |  |  | 0
2002-04-23 | Apr | 18:00 | 55.04 | 39.92 | 57 | 0 |  |  | 0
2002-04-23 | Apr | 19:00 | 53.06 | 39.92 | 61 | 0 |  |  | 0
2002-04-23 | Apr | 20:00 | 48.92 | 39.92 | 71 | 0 |  |  | 0
2002-04-23 | Apr | 21:00 | 46.04 | 39.92 | 79 | 0 |  |  | 0
2002-04-23 | Apr | 22:00 | 46.94 | 42.08 | 83 | 0 |  |  | 0
2002-04-23 | Apr | 23:00 | 48.02 | 42.08 | 80 | 0 |  |  | 0
2002-04-23 | Apr | 24:00 | 48.92 | 41 | 74 | 0 | 0 |  | 0
2002-04-24 | Apr | 1:00 | 48.02 | 41 | 77 | 0 |  |  | 0
2002-04-24 | Apr | 2:00 | 46.04 | 39.92 | 79 | 0 |  |  | 0
2002-04-24 | Apr | 3:00 | 48.92 | 42.08 | 77 | 0 |  |  | 0
2002-04-24 | Apr | 4:00 | 48.92 | 42.08 | 77 | 0 |  |  | 0
2002-04-24 | Apr | 5:00 | 48.92 | 42.98 | 80 | 0 |  |  | 0
2002-04-24 | Apr | 6:00 | 51.98 | 42.98 | 71 | 0 |  |  | 0
2002-04-24 | Apr | 7:00 | 55.94 | 42.98 | 62 | 0 |  |  | 0
2002-04-24 | Apr | 8:00 | 60.08 | 42.98 | 53 | 0 |  |  | 0
2002-04-24 | Apr | 9:00 | 64.04 | 44.06 | 48 | 0 |  |  | 0
2002-04-24 | Apr | 10:00 | 66.92 | 44.96 | 45 | 0 |  |  | 0
2002-04-24 | Apr | 11:00 | 71.06 | 48.02 | 44 | 0 |  |  | 0
2002-04-24 | Apr | 12:00 | 73.04 | 50 | 44 | 0 |  |  | 0
2002-04-24 | Apr | 13:00 | 71.06 | 51.08 | 49 | 0 |  |  | 0
2002-04-24 | Apr | 14:00 | 69.98 | 51.98 | 53 | 0 |  |  | 0
2002-04-24 | Apr | 15:00 | 66.92 | 55.94 | 68 | 0 |  |  | 0
2002-04-24 | Apr | 16:00 | 60.98 | 60.08 | 97 | 0 |  |  | 0
2002-04-24 | Apr | 17:00 | 62.06 | 60.08 | 93 | 0 |  |  | 0
2002-04-24 | Apr | 18:00 | 51.98 | 50 | 93 | 0 |  |  | 0
2002-04-24 | Apr | 19:00 | 50 | 44.96 | 83 | 0 |  |  | 0
2002-04-24 | Apr | 20:00 | 50 | 42.98 | 77 | 0 |  |  | 0
2002-04-24 | Apr | 21:00 | 48.02 | 35.06 | 61 | 0 |  |  | 0
2002-04-24 | Apr | 22:00 | 46.04 | 32 | 58 | 0 |  |  | 0
2002-04-24 | Apr | 23:00 | 44.06 | 30.02 | 57 | 0 |  |  | 0
2002-04-24 | Apr | 24:00 | 42.98 | 26.96 | 51 | 0 | 0 |  | 0
2002-04-25 | Apr | 1:00 | 41 | 26.96 | 55 | 0 |  |  | 0
2002-04-25 | Apr | 2:00 | 39.92 | 28.04 | 61 | 0 |  |  | 0
2002-04-25 | Apr | 3:00 | 37.94 | 28.04 | 66 | 0 |  |  | 0
2002-04-25 | Apr | 4:00 | 37.94 | 26.96 | 63 | 0 |  |  | 0
2002-04-25 | Apr | 5:00 | 37.04 | 26.96 | 65 | 0 |  |  | 0
2002-04-25 | Apr | 6:00 | 39.02 | 28.04 | 63 | 0 |  |  | 0
2002-04-25 | Apr | 7:00 | 42.08 | 26.96 | 53 | 0 |  |  | 0
2002-04-25 | Apr | 8:00 | 46.04 | 26.96 | 46 | 0 |  |  | 0
2002-04-25 | Apr | 9:00 | 48.02 | 28.04 | 45 | 0 |  |  | 0
2002-04-25 | Apr | 10:00 | 48.92 | 24.08 | 36 | 0 |  |  | 0
2002-04-25 | Apr | 11:00 | 51.08 | 24.08 | 33 | 0 |  |  | 0
2002-04-25 | Apr | 12:00 | 51.98 | 26.06 | 35 | 0 |  |  | 0
2002-04-25 | Apr | 13:00 | 53.06 | 26.06 | 34 | 0 |  |  | 0
2002-04-25 | Apr | 14:00 | 53.96 | 26.96 | 34 | 0 |  |  | 0
2002-04-25 | Apr | 15:00 | 53.96 | 26.06 | 33 | 0 |  |  | 0
2002-04-25 | Apr | 16:00 | 53.96 | 24.98 | 31 | 0 |  |  | 0
2002-04-25 | Apr | 17:00 | 53.06 | 24.08 | 31 | 0 |  |  | 0
2002-04-25 | Apr | 18:00 | 51.08 | 23 | 31 | 0 |  |  | 0
2002-04-25 | Apr | 19:00 | 50 | 24.08 | 34 | 0 |  |  | 0
2002-04-25 | Apr | 20:00 | 46.94 | 24.98 | 40 | 0 |  |  | 0
2002-04-25 | Apr | 21:00 | 46.04 | 26.06 | 44 | 0 |  |  | 0
2002-04-25 | Apr | 22:00 | 42.98 | 28.94 | 56 | 0 |  |  | 0
2002-04-25 | Apr | 23:00 | 42.08 | 28.04 | 56 | 0 |  |  | 0
2002-04-25 | Apr | 24:00 | 42.08 | 28.04 | 56 | 0 | 0 |  | 0
2002-04-26 | Apr | 1:00 | 41 | 26.96 | 55 | 0 |  |  | 0
2002-04-26 | Apr | 2:00 | 41 | 26.06 | 53 | 0 |  |  | 0
2002-04-26 | Apr | 3:00 | 39.02 | 26.06 | 57 | 0 |  |  | 0
2002-04-26 | Apr | 4:00 | 37.04 | 24.98 | 59 | 0 |  |  | 0
2002-04-26 | Apr | 5:00 | 35.96 | 24.98 | 62 | 0 |  |  | 0
2002-04-26 | Apr | 6:00 | 37.04 | 24.98 | 59 | 0 |  |  | 0
2002-04-26 | Apr | 7:00 | 39.02 | 23 | 50 | 0 |  |  | 0
2002-04-26 | Apr | 8:00 | 42.08 | 21.02 | 40 | 0 |  |  | 0
2002-04-26 | Apr | 9:00 | 42.98 | 21.02 | 39 | 0 |  |  | 0
2002-04-26 | Apr | 10:00 | 44.96 | 21.92 | 38 | 0 |  |  | 0
2002-04-26 | Apr | 11:00 | 46.94 | 19.94 | 32 | 0 |  |  | 0
2002-04-26 | Apr | 12:00 | 48.02 | 23 | 35 | 0 |  |  | 0
2002-04-26 | Apr | 13:00 | 50 | 24.08 | 34 | 0 |  |  | 0
2002-04-26 | Apr | 14:00 | 51.08 | 28.94 | 42 | 0 |  |  | 0
2002-04-26 | Apr | 15:00 | 50 | 30.92 | 47 | 0 |  |  | 0
2002-04-26 | Apr | 16:00 | 50 | 30.02 | 45 | 0 |  |  | 0
2002-04-26 | Apr | 17:00 | 48.02 | 30.92 | 51 | 0 |  |  | 0
2002-04-26 | Apr | 18:00 | 46.04 | 28.04 | 48 | 0 |  |  | 0
2002-04-26 | Apr | 19:00 | 44.06 | 26.96 | 49 | 0 |  |  | 0
2002-04-26 | Apr | 20:00 | 42.98 | 28.94 | 56 | 0 |  |  | 0
2002-04-26 | Apr | 21:00 | 42.98 | 28.04 | 54 | 0 |  |  | 0
2002-04-26 | Apr | 22:00 | 42.08 | 26.06 | 51 | 0 |  |  | 0
2002-04-26 | Apr | 23:00 | 42.08 | 24.08 | 46 | 0 |  |  | 0
2002-04-26 | Apr | 24:00 | 42.08 | 24.08 | 46 | 0 | 0 |  | 0
2002-04-27 | Apr | 1:00 | 42.08 | 24.08 | 46 | 0 |  |  | 0
2002-04-27 | Apr | 2:00 | 42.98 | 24.08 | 45 | 0 |  |  | 0
2002-04-27 | Apr | 3:00 | 42.98 | 24.08 | 45 | 0 |  |  | 0
2002-04-27 | Apr | 4:00 | 44.06 | 21.92 | 39 | 0 |  |  | 0
2002-04-27 | Apr | 5:00 | 44.06 | 17.96 | 32 | 0 |  |  | 0
2002-04-27 | Apr | 6:00 | 42.98 | 23 | 43 | 0 |  |  | 0
2002-04-27 | Apr | 7:00 | 44.06 | 28.94 | 54 | 0 |  |  | 0
2002-04-27 | Apr | 8:00 | 44.06 | 28.94 | 54 | 0 |  |  | 0
2002-04-27 | Apr | 9:00 | 46.04 | 30.02 | 53 | 0 |  |  | 0
2002-04-27 | Apr | 10:00 | 46.04 | 33.08 | 60 | 0 |  |  | 0
2002-04-27 | Apr | 11:00 | 46.04 | 35.06 | 65 | 0 |  |  | 0
2002-04-27 | Apr | 12:00 | 46.04 | 39.92 | 79 | 0 |  |  | 0
2002-04-27 | Apr | 13:00 | 44.96 | 42.98 | 93 | 0 |  |  | 0
2002-04-27 | Apr | 14:00 | 44.96 | 44.06 | 97 | 0 |  |  | 0
2002-04-27 | Apr | 15:00 | 44.96 | 44.96 | 100 | 0 |  |  | 0
2002-04-27 | Apr | 16:00 | 44.96 | 44.96 | 100 | 0 |  |  | 0
2002-04-27 | Apr | 17:00 | 46.04 | 44.96 | 96 | 0 |  |  | 0
2002-04-27 | Apr | 18:00 | 46.94 | 44.96 | 93 | 0 |  |  | 0
2002-04-27 | Apr | 19:00 | 46.94 | 46.94 | 100 | 0 |  |  | 0
2002-04-27 | Apr | 20:00 | 48.02 | 48.02 | 100 | 0 |  |  | 0
2002-04-27 | Apr | 21:00 | 48.02 | 48.02 | 100 | 0 |  |  | 0
2002-04-27 | Apr | 22:00 | 48.92 | 48.92 | 100 | 0 |  |  | 0
2002-04-27 | Apr | 23:00 | 51.08 | 51.08 | 100 | 0 |  |  | 0
2002-04-27 | Apr | 24:00 | 53.06 | 53.06 | 100 | 0 | 0 |  | 0
2002-04-28 | Apr | 1:00 | 53.96 | 53.06 | 97 | 0 |  |  | 0
2002-04-28 | Apr | 2:00 | 57.02 | 55.04 | 93 | 0 |  |  | 0
2002-04-28 | Apr | 3:00 | 59 | 53.96 | 83 | 0 |  |  | 0
2002-04-28 | Apr | 4:00 | 55.04 | 48.02 | 77 | 0 |  |  | 0
2002-04-28 | Apr | 5:00 | 53.06 | 46.94 | 80 | 0 |  |  | 0
2002-04-28 | Apr | 6:00 | 50 | 48.92 | 96 | 0 |  |  | 0
2002-04-28 | Apr | 7:00 | 46.94 | 46.04 | 97 | 0 |  |  | 0
2002-04-28 | Apr | 8:00 | 46.94 | 46.94 | 100 | 0 |  |  | 0
2002-04-28 | Apr | 9:00 | 44.06 | 42.08 | 93 | 0 |  |  | 0
2002-04-28 | Apr | 10:00 | 44.06 | 39.92 | 85 | 0 |  |  | 0
2002-04-28 | Apr | 11:00 | 42.98 | 39.02 | 86 | 0 |  |  | 0
2002-04-28 | Apr | 12:00 | 42.08 | 37.94 | 85 | 0 |  |  | 0
2002-04-28 | Apr | 13:00 | 42.08 | 37.04 | 82 | 0 |  |  | 0
2002-04-28 | Apr | 14:00 | 42.08 | 37.04 | 82 | 0 |  |  | 0
2002-04-28 | Apr | 15:00 | 42.08 | 37.04 | 82 | 0 |  |  | 0
2002-04-28 | Apr | 16:00 | 42.98 | 35.96 | 76 | 0 |  |  | 0
2002-04-28 | Apr | 17:00 | 42.98 | 35.96 | 76 | 0 |  |  | 0
2002-04-28 | Apr | 18:00 | 42.98 | 35.06 | 73 | 0 |  |  | 0
2002-04-28 | Apr | 19:00 | 42.98 | 35.06 | 73 | 0 |  |  | 0
2002-04-28 | Apr | 20:00 | 42.98 | 35.06 | 73 | 0 |  |  | 0
2002-04-28 | Apr | 21:00 | 42.98 | 35.96 | 76 | 0 |  |  | 0
2002-04-28 | Apr | 22:00 | 42.08 | 35.06 | 76 | 0 |  |  | 0
2002-04-28 | Apr | 23:00 | 42.08 | 35.96 | 79 | 0 |  |  | 0
2002-04-28 | Apr | 24:00 | 41 | 37.04 | 86 | 0 | 0 |  | 0
2002-04-29 | Apr | 1:00 | 39.92 | 37.94 | 93 | 0 |  |  | 0
2002-04-29 | Apr | 2:00 | 41 | 37.94 | 89 | 0 |  |  | 0
2002-04-29 | Apr | 3:00 | 42.08 | 37.04 | 82 | 0 |  |  | 0
2002-04-29 | Apr | 4:00 | 42.08 | 37.94 | 85 | 0 |  |  | 0
2002-04-29 | Apr | 5:00 | 42.08 | 37.94 | 85 | 0 |  |  | 0
2002-04-29 | Apr | 6:00 | 42.98 | 37.94 | 82 | 0 |  |  | 0
2002-04-29 | Apr | 7:00 | 44.06 | 37.04 | 76 | 0 |  |  | 0
2002-04-29 | Apr | 8:00 | 44.96 | 37.04 | 74 | 0 |  |  | 0
2002-04-29 | Apr | 9:00 | 46.94 | 37.04 | 68 | 0 |  |  | 0
2002-04-29 | Apr | 10:00 | 48.92 | 37.94 | 66 | 0 |  |  | 0
2002-04-29 | Apr | 11:00 | 50 | 39.02 | 66 | 0 |  |  | 0
2002-04-29 | Apr | 12:00 | 50 | 39.92 | 68 | 0 |  |  | 0
2002-04-29 | Apr | 13:00 | 51.98 | 42.08 | 69 | 0 |  |  | 0
2002-04-29 | Apr | 14:00 | 57.02 | 41 | 55 | 0 |  |  | 0
2002-04-29 | Apr | 15:00 | 59 | 39.02 | 47 | 0 |  |  | 0
2002-04-29 | Apr | 16:00 | 60.08 | 39.02 | 46 | 0 |  |  | 0
2002-04-29 | Apr | 17:00 | 60.98 | 39.02 | 44 | 0 |  |  | 0
2002-04-29 | Apr | 18:00 | 60.08 | 35.06 | 39 | 0 |  |  | 0
2002-04-29 | Apr | 19:00 | 57.92 | 35.06 | 42 | 0 |  |  | 0
2002-04-29 | Apr | 20:00 | 55.94 | 35.96 | 47 | 0 |  |  | 0
2002-04-29 | Apr | 21:00 | 53.96 | 35.96 | 50 | 0 |  |  | 0
2002-04-29 | Apr | 22:00 | 53.06 | 35.96 | 52 | 0 |  |  | 0
2002-04-29 | Apr | 23:00 | 53.06 | 35.96 | 52 | 0 |  |  | 0
2002-04-29 | Apr | 24:00 | 53.06 | 35.96 | 52 | 0 | 0 |  | 0
2002-04-30 | Apr | 1:00 | 53.06 | 37.94 | 56 | 0 |  |  | 0
2002-04-30 | Apr | 2:00 | 51.98 | 39.02 | 61 | 0 |  |  | 0
2002-04-30 | Apr | 3:00 | 51.98 | 41 | 66 | 0 |  |  | 0
2002-04-30 | Apr | 4:00 | 51.98 | 39.92 | 63 | 0 |  |  | 0
2002-04-30 | Apr | 5:00 | 51.98 | 35.96 | 54 | 0 |  |  | 0
2002-04-30 | Apr | 6:00 | 51.08 | 35.06 | 54 | 0 |  |  | 0
2002-04-30 | Apr | 7:00 | 51.98 | 35.06 | 52 | 0 |  |  | 0
2002-04-30 | Apr | 8:00 | 53.06 | 32 | 44 | 0 |  |  | 0
2002-04-30 | Apr | 9:00 | 53.96 | 30.92 | 41 | 0 |  |  | 0
2002-04-30 | Apr | 10:00 | 53.96 | 26.06 | 33 | 0 |  |  | 0
2002-04-30 | Apr | 11:00 | 55.04 | 24.08 | 29 | 0 |  |  | 0
2002-04-30 | Apr | 12:00 | 55.94 | 23 | 26 | 0 |  |  | 0
2002-04-30 | Apr | 13:00 | 55.94 | 21.02 | 24 | 0 |  |  | 0
2002-04-30 | Apr | 14:00 | 57.92 | 24.08 | 26 | 0 |  |  | 0
2002-04-30 | Apr | 15:00 | 57.92 | 24.08 | 26 | 0 |  |  | 0
2002-04-30 | Apr | 16:00 | 59 | 26.06 | 27 | 0 |  |  | 0
2002-04-30 | Apr | 17:00 | 59 | 24.98 | 26 | 0 |  |  | 0
2002-04-30 | Apr | 18:00 | 55.04 | 35.96 | 48 | 0 |  |  | 0
2002-04-30 | Apr | 19:00 | 53.06 | 41 | 63 | 0 |  |  | 0
2002-04-30 | Apr | 20:00 | 51.98 | 42.08 | 69 | 0 |  |  | 0
2002-04-30 | Apr | 21:00 | 51.08 | 42.98 | 74 | 0 |  |  | 0
2002-04-30 | Apr | 22:00 | 49.64 | 42.62 | 77 | 0 |  |  | 0
2002-04-30 | Apr | 23:00 | 48.2 | 42.08 | 80 | 0 |  |  | 0
2002-04-30 | Apr | 24:00 | 46.76 | 41.72 | 77 | 0 | 0 |  | 0
1980-05-01 | May | 1:00 | 45.32 | 41.18 | 96 | 0 |  |  | 0
1980-05-01 | May | 2:00 | 43.88 | 40.82 | 93 | 0 |  |  | 0
1980-05-01 | May | 3:00 | 42.44 | 40.28 | 96 | 0 |  |  | 0
1980-05-01 | May | 4:00 | 41 | 39.92 | 96 | 0 |  |  | 0
1980-05-01 | May | 5:00 | 44.06 | 42.08 | 93 | 0 |  |  | 0
1980-05-01 | May | 6:00 | 46.04 | 44.06 | 93 | 0 |  |  | 0
1980-05-01 | May | 7:00 | 53.96 | 48.92 | 83 | 0 |  |  | 0
1980-05-01 | May | 8:00 | 55.94 | 48.02 | 75 | 0 |  |  | 0
1980-05-01 | May | 9:00 | 57.92 | 48.02 | 70 | 0 |  |  | 0
1980-05-01 | May | 10:00 | 59 | 48.92 | 70 | 0 |  |  | 0
1980-05-01 | May | 11:00 | 60.08 | 48.02 | 65 | 0 |  |  | 0
1980-05-01 | May | 12:00 | 60.98 | 48.92 | 65 | 0 |  |  | 0
1980-05-01 | May | 13:00 | 60.08 | 48.92 | 67 | 0 |  |  | 0
1980-05-01 | May | 14:00 | 59 | 50 | 72 | 0 |  |  | 0
1980-05-01 | May | 15:00 | 60.98 | 51.98 | 72 | 0 |  |  | 0
1980-05-01 | May | 16:00 | 60.98 | 50 | 67 | 0 |  |  | 0
1980-05-01 | May | 17:00 | 62.06 | 50 | 65 | 0 |  |  | 0
1980-05-01 | May | 18:00 | 60.98 | 50 | 67 | 0 |  |  | 0
1980-05-01 | May | 19:00 | 57.02 | 48.92 | 75 | 0 |  |  | 0
1980-05-01 | May | 20:00 | 53.96 | 46.94 | 77 | 0 |  |  | 0
1980-05-01 | May | 21:00 | 51.98 | 46.94 | 83 | 0 |  |  | 0
1980-05-01 | May | 22:00 | 50 | 46.04 | 86 | 0 |  |  | 0
1980-05-01 | May | 23:00 | 46.94 | 46.04 | 96 | 0 |  |  | 0
1980-05-01 | May | 24:00 | 46.04 | 46.04 | 100 | 0 | 0 |  | 0
1980-05-02 | May | 1:00 | 46.04 | 44.96 | 96 | 0 |  |  | 0
1980-05-02 | May | 2:00 | 44.96 | 44.06 | 96 | 0 |  |  | 0
1980-05-02 | May | 3:00 | 44.06 | 42.98 | 96 | 0 |  |  | 0
1980-05-02 | May | 4:00 | 44.96 | 42.98 | 93 | 0 |  |  | 0
1980-05-02 | May | 5:00 | 44.06 | 42.08 | 93 | 0 |  |  | 0
1980-05-02 | May | 6:00 | 44.96 | 44.06 | 96 | 0 |  |  | 0
1980-05-02 | May | 7:00 | 46.94 | 46.94 | 100 | 0 |  |  | 0
1980-05-02 | May | 8:00 | 53.06 | 48.02 | 83 | 0 |  |  | 0
1980-05-02 | May | 9:00 | 60.08 | 51.08 | 72 | 0 |  |  | 0
1980-05-02 | May | 10:00 | 66.02 | 50 | 57 | 0 |  |  | 0
1980-05-02 | May | 11:00 | 69.08 | 46.04 | 44 | 0 |  |  | 0
1980-05-02 | May | 12:00 | 71.96 | 46.04 | 40 | 0 |  |  | 0
1980-05-02 | May | 13:00 | 73.04 | 46.94 | 40 | 0 |  |  | 0
1980-05-02 | May | 14:00 | 75.02 | 44.96 | 34 | 0 |  |  | 0
1980-05-02 | May | 15:00 | 73.94 | 50 | 43 | 0 |  |  | 0
1980-05-02 | May | 16:00 | 73.04 | 48.02 | 41 | 0 |  |  | 0
1980-05-02 | May | 17:00 | 69.98 | 44.96 | 41 | 0 |  |  | 0
1980-05-02 | May | 18:00 | 66.02 | 42.98 | 43 | 0 |  |  | 0
1980-05-02 | May | 19:00 | 62.06 | 42.08 | 48 | 0 |  |  | 0
1980-05-02 | May | 20:00 | 59 | 42.08 | 54 | 0 |  |  | 0
1980-05-02 | May | 21:00 | 53.96 | 42.08 | 64 | 0 |  |  | 0
1980-05-02 | May | 22:00 | 50 | 42.08 | 74 | 0 |  |  | 0
1980-05-02 | May | 23:00 | 50 | 44.06 | 80 | 0 |  |  | 0
1980-05-02 | May | 24:00 | 48.02 | 44.96 | 89 | 0 | 0 |  | 0
1980-05-03 | May | 1:00 | 46.04 | 44.06 | 93 | 0 |  |  | 0
1980-05-03 | May | 2:00 | 48.02 | 44.96 | 89 | 0 |  |  | 0
1980-05-03 | May | 3:00 | 44.96 | 42.98 | 93 | 0 |  |  | 0
1980-05-03 | May | 4:00 | 46.04 | 42.98 | 89 | 0 |  |  | 0
1980-05-03 | May | 5:00 | 42.98 | 41 | 93 | 0 |  |  | 0
1980-05-03 | May | 6:00 | 48.92 | 46.04 | 89 | 0 |  |  | 0
1980-05-03 | May | 7:00 | 55.94 | 48.92 | 78 | 0 |  |  | 0
1980-05-03 | May | 8:00 | 62.96 | 42.98 | 48 | 0 |  |  | 0
1980-05-03 | May | 9:00 | 66.92 | 42.98 | 42 | 0 |  |  | 0
1980-05-03 | May | 10:00 | 69.98 | 44.96 | 41 | 0 |  |  | 0
1980-05-03 | May | 11:00 | 75.02 | 46.04 | 36 | 0 |  |  | 0
1980-05-03 | May | 12:00 | 75.92 | 46.94 | 36 | 0 |  |  | 0
1980-05-03 | May | 13:00 | 75.02 | 44.96 | 34 | 0 |  |  | 0
1980-05-03 | May | 14:00 | 75.92 | 44.96 | 33 | 0 |  |  | 0
1980-05-03 | May | 15:00 | 75.92 | 44.06 | 32 | 0 |  |  | 0
1980-05-03 | May | 16:00 | 75.02 | 42.08 | 31 | 0 |  |  | 0
1980-05-03 | May | 17:00 | 73.04 | 41 | 32 | 0 |  |  | 0
1980-05-03 | May | 18:00 | 69.98 | 37.04 | 30 | 0 |  |  | 0
1980-05-03 | May | 19:00 | 64.94 | 37.04 | 36 | 0 |  |  | 0
1980-05-03 | May | 20:00 | 60.08 | 39.02 | 46 | 0 |  |  | 0
1980-05-03 | May | 21:00 | 55.94 | 44.06 | 64 | 0 |  |  | 0
1980-05-03 | May | 22:00 | 53.96 | 46.04 | 75 | 0 |  |  | 0
1980-05-03 | May | 23:00 | 51.98 | 42.98 | 72 | 0 |  |  | 0
1980-05-03 | May | 24:00 | 51.08 | 44.06 | 77 | 0 | 0 |  | 0
1980-05-04 | May | 1:00 | 53.96 | 39.92 | 59 | 0 |  |  | 0
1980-05-04 | May | 2:00 | 55.04 | 39.02 | 55 | 0 |  |  | 0
1980-05-04 | May | 3:00 | 55.04 | 41 | 59 | 0 |  |  | 0
1980-05-04 | May | 4:00 | 50 | 37.94 | 64 | 0 |  |  | 0
1980-05-04 | May | 5:00 | 48.92 | 42.08 | 77 | 0 |  |  | 0
1980-05-04 | May | 6:00 | 51.08 | 44.96 | 80 | 0 |  |  | 0
1980-05-04 | May | 7:00 | 62.06 | 44.96 | 54 | 0 |  |  | 0
1980-05-04 | May | 8:00 | 68 | 44.96 | 44 | 0 |  |  | 0
1980-05-04 | May | 9:00 | 75.92 | 46.04 | 35 | 0 |  |  | 0
1980-05-04 | May | 10:00 | 80.96 | 41 | 24 | 0 |  |  | 0
1980-05-04 | May | 11:00 | 82.04 | 37.94 | 21 | 0 |  |  | 0
1980-05-04 | May | 12:00 | 84.02 | 37.94 | 19 | 0 |  |  | 0
1980-05-04 | May | 13:00 | 84.92 | 37.94 | 19 | 0 |  |  | 0
1980-05-04 | May | 14:00 | 84.02 | 39.92 | 21 | 0 |  |  | 0
1980-05-04 | May | 15:00 | 86 | 39.02 | 19 | 0 |  |  | 0
1980-05-04 | May | 16:00 | 86 | 37.94 | 18 | 0 |  |  | 0
1980-05-04 | May | 17:00 | 84.92 | 35.96 | 17 | 0 |  |  | 0
1980-05-04 | May | 18:00 | 80.06 | 41 | 25 | 0 |  |  | 0
1980-05-04 | May | 19:00 | 77 | 41 | 28 | 0 |  |  | 0
1980-05-04 | May | 20:00 | 71.96 | 41 | 33 | 0 |  |  | 0
1980-05-04 | May | 21:00 | 66.92 | 41 | 39 | 0 |  |  | 0
1980-05-04 | May | 22:00 | 66.02 | 41 | 40 | 0 |  |  | 0
1980-05-04 | May | 23:00 | 62.06 | 42.08 | 48 | 0 |  |  | 0
1980-05-04 | May | 24:00 | 59 | 39.92 | 50 | 0 | 0 |  | 0
1980-05-05 | May | 1:00 | 62.06 | 37.94 | 41 | 0 |  |  | 0
1980-05-05 | May | 2:00 | 60.98 | 37.94 | 43 | 0 |  |  | 0
1980-05-05 | May | 3:00 | 59 | 37.94 | 46 | 0 |  |  | 0
1980-05-05 | May | 4:00 | 55.94 | 39.92 | 55 | 0 |  |  | 0
1980-05-05 | May | 5:00 | 55.94 | 41 | 57 | 0 |  |  | 0
1980-05-05 | May | 6:00 | 62.06 | 42.98 | 50 | 0 |  |  | 0
1980-05-05 | May | 7:00 | 66.02 | 44.06 | 45 | 0 |  |  | 0
1980-05-05 | May | 8:00 | 69.98 | 44.96 | 41 | 0 |  |  | 0
1980-05-05 | May | 9:00 | 75.02 | 46.04 | 36 | 0 |  |  | 0
1980-05-05 | May | 10:00 | 77 | 46.94 | 35 | 0 |  |  | 0
1980-05-05 | May | 11:00 | 82.04 | 46.94 | 29 | 0 |  |  | 0
1980-05-05 | May | 12:00 | 84.02 | 46.94 | 28 | 0 |  |  | 0
1980-05-05 | May | 13:00 | 87.08 | 44.96 | 23 | 0 |  |  | 0
1980-05-05 | May | 14:00 | 87.08 | 39.92 | 19 | 0 |  |  | 0
1980-05-05 | May | 15:00 | 82.04 | 37.94 | 21 | 0 |  |  | 0
1980-05-05 | May | 16:00 | 80.96 | 42.98 | 26 | 0 |  |  | 0
1980-05-05 | May | 17:00 | 80.96 | 42.98 | 26 | 0 |  |  | 0
1980-05-05 | May | 18:00 | 80.06 | 39.02 | 23 | 0 |  |  | 0
1980-05-05 | May | 19:00 | 60.08 | 35.96 | 41 | 0 |  |  | 0
1980-05-05 | May | 20:00 | 55.04 | 28.94 | 37 | 0 |  |  | 0
1980-05-05 | May | 21:00 | 53.06 | 28.94 | 40 | 0 |  |  | 0
1980-05-05 | May | 22:00 | 55.04 | 30.92 | 40 | 0 |  |  | 0
1980-05-05 | May | 23:00 | 53.96 | 30.02 | 40 | 0 |  |  | 0
1980-05-05 | May | 24:00 | 51.98 | 30.02 | 43 | 0 | 0 |  | 0
1980-05-06 | May | 1:00 | 51.08 | 30.92 | 46 | 0 |  |  | 0
1980-05-06 | May | 2:00 | 48.92 | 33.08 | 54 | 0 |  |  | 0
1980-05-06 | May | 3:00 | 46.94 | 33.98 | 61 | 0 |  |  | 0
1980-05-06 | May | 4:00 | 46.94 | 35.96 | 66 | 0 |  |  | 0
1980-05-06 | May | 5:00 | 46.04 | 35.06 | 66 | 0 |  |  | 0
1980-05-06 | May | 6:00 | 48.02 | 37.94 | 68 | 0 |  |  | 0
1980-05-06 | May | 7:00 | 55.04 | 35.96 | 49 | 0 |  |  | 0
1980-05-06 | May | 8:00 | 60.98 | 35.06 | 38 | 0 |  |  | 0
1980-05-06 | May | 9:00 | 62.96 | 35.06 | 35 | 0 |  |  | 0
1980-05-06 | May | 10:00 | 66.02 | 33.98 | 31 | 0 |  |  | 0
1980-05-06 | May | 11:00 | 69.08 | 28.94 | 22 | 0 |  |  | 0
1980-05-06 | May | 12:00 | 71.96 | 28.94 | 20 | 0 |  |  | 0
1980-05-06 | May | 13:00 | 71.06 | 28.94 | 21 | 0 |  |  | 0
1980-05-06 | May | 14:00 | 73.04 | 30.02 | 20 | 0 |  |  | 0
1980-05-06 | May | 15:00 | 71.06 | 30.02 | 22 | 0 |  |  | 0
1980-05-06 | May | 16:00 | 69.98 | 28.04 | 21 | 0 |  |  | 0
1980-05-06 | May | 17:00 | 66.92 | 28.94 | 24 | 0 |  |  | 0
1980-05-06 | May | 18:00 | 66.92 | 26.06 | 21 | 0 |  |  | 0
1980-05-06 | May | 19:00 | 62.96 | 24.98 | 24 | 0 |  |  | 0
1980-05-06 | May | 20:00 | 60.08 | 21.02 | 22 | 0 |  |  | 0
1980-05-06 | May | 21:00 | 50 | 30.02 | 46 | 0 |  |  | 0
1980-05-06 | May | 22:00 | 48.02 | 32 | 54 | 0 |  |  | 0
1980-05-06 | May | 23:00 | 46.04 | 33.08 | 61 | 0 |  |  | 0
1980-05-06 | May | 24:00 | 41 | 33.08 | 73 | 0 | 0 |  | 0
1980-05-07 | May | 1:00 | 42.08 | 33.98 | 73 | 0 |  |  | 0
1980-05-07 | May | 2:00 | 39.92 | 30.92 | 70 | 0 |  |  | 0
1980-05-07 | May | 3:00 | 37.94 | 30.92 | 76 | 0 |  |  | 0
1980-05-07 | May | 4:00 | 37.94 | 30.92 | 76 | 0 |  |  | 0
1980-05-07 | May | 5:00 | 37.94 | 30.92 | 76 | 0 |  |  | 0
1980-05-07 | May | 6:00 | 41 | 32 | 70 | 0 |  |  | 0
1980-05-07 | May | 7:00 | 44.96 | 30.92 | 58 | 0 |  |  | 0
1980-05-07 | May | 8:00 | 48.02 | 30.02 | 50 | 0 |  |  | 0
1980-05-07 | May | 9:00 | 50 | 28.94 | 44 | 0 |  |  | 0
1980-05-07 | May | 10:00 | 51.08 | 24.98 | 36 | 0 |  |  | 0
1980-05-07 | May | 11:00 | 50 | 26.96 | 41 | 0 |  |  | 0
1980-05-07 | May | 12:00 | 51.08 | 26.06 | 38 | 0 |  |  | 0
1980-05-07 | May | 13:00 | 53.96 | 28.04 | 37 | 0 |  |  | 0
1980-05-07 | May | 14:00 | 55.94 | 28.04 | 34 | 0 |  |  | 0
1980-05-07 | May | 15:00 | 53.96 | 26.96 | 35 | 0 |  |  | 0
1980-05-07 | May | 16:00 | 53.06 | 24.98 | 34 | 0 |  |  | 0
1980-05-07 | May | 17:00 | 51.98 | 24.98 | 35 | 0 |  |  | 0
1980-05-07 | May | 18:00 | 50 | 24.08 | 36 | 0 |  |  | 0
1980-05-07 | May | 19:00 | 46.94 | 24.08 | 41 | 0 |  |  | 0
1980-05-07 | May | 20:00 | 46.04 | 30.92 | 56 | 0 |  |  | 0
1980-05-07 | May | 21:00 | 46.04 | 26.96 | 48 | 0 |  |  | 0
1980-05-07 | May | 22:00 | 42.98 | 28.94 | 58 | 0 |  |  | 0
1980-05-07 | May | 23:00 | 42.98 | 30.02 | 60 | 0 |  |  | 0
1980-05-07 | May | 24:00 | 44.06 | 30.02 | 58 | 0 | 0 |  | 0
1980-05-08 | May | 1:00 | 44.06 | 28.04 | 53 | 0 |  |  | 0
1980-05-08 | May | 2:00 | 44.06 | 28.04 | 53 | 0 |  |  | 0
1980-05-08 | May | 3:00 | 44.06 | 26.96 | 51 | 0 |  |  | 0
1980-05-08 | May | 4:00 | 44.06 | 26.96 | 51 | 0 |  |  | 0
1980-05-08 | May | 5:00 | 42.98 | 28.04 | 56 | 0 |  |  | 0
1980-05-08 | May | 6:00 | 42.08 | 30.02 | 63 | 0 |  |  | 0
1980-05-08 | May | 7:00 | 44.06 | 30.02 | 58 | 0 |  |  | 0
1980-05-08 | May | 8:00 | 48.02 | 32 | 54 | 0 |  |  | 0
1980-05-08 | May | 9:00 | 51.08 | 32 | 48 | 0 |  |  | 0
1980-05-08 | May | 10:00 | 50 | 32 | 50 | 0 |  |  | 0
1980-05-08 | May | 11:00 | 51.08 | 28.94 | 43 | 0 |  |  | 0
1980-05-08 | May | 12:00 | 50 | 28.94 | 44 | 0 |  |  | 0
1980-05-08 | May | 13:00 | 51.98 | 30.02 | 43 | 0 |  |  | 0
1980-05-08 | May | 14:00 | 51.08 | 28.94 | 43 | 0 |  |  | 0
1980-05-08 | May | 15:00 | 53.96 | 28.04 | 37 | 0 |  |  | 0
1980-05-08 | May | 16:00 | 53.06 | 26.96 | 37 | 0 |  |  | 0
1980-05-08 | May | 17:00 | 53.06 | 26.96 | 37 | 0 |  |  | 0
1980-05-08 | May | 18:00 | 51.98 | 26.96 | 38 | 0 |  |  | 0
1980-05-08 | May | 19:00 | 51.08 | 26.06 | 38 | 0 |  |  | 0
1980-05-08 | May | 20:00 | 48.02 | 32 | 54 | 0 |  |  | 0
1980-05-08 | May | 21:00 | 48.02 | 33.08 | 56 | 0 |  |  | 0
1980-05-08 | May | 22:00 | 44.96 | 32 | 60 | 0 |  |  | 0
1980-05-08 | May | 23:00 | 46.04 | 33.08 | 61 | 0 |  |  | 0
1980-05-08 | May | 24:00 | 44.06 | 32 | 63 | 0 | 0 |  | 0
1980-05-09 | May | 1:00 | 39.92 | 33.98 | 79 | 0 |  |  | 0
1980-05-09 | May | 2:00 | 35.96 | 33.08 | 89 | 0 |  |  | 0
1980-05-09 | May | 3:00 | 37.04 | 30.92 | 79 | 0 |  |  | 0
1980-05-09 | May | 4:00 | 37.04 | 32 | 82 | 0 |  |  | 0
1980-05-09 | May | 5:00 | 35.06 | 30.02 | 82 | 0 |  |  | 0
1980-05-09 | May | 6:00 | 39.02 | 35.96 | 89 | 0 |  |  | 0
1980-05-09 | May | 7:00 | 46.94 | 35.96 | 66 | 0 |  |  | 0
1980-05-09 | May | 8:00 | 51.08 | 33.08 | 50 | 0 |  |  | 0
1980-05-09 | May | 9:00 | 53.06 | 33.08 | 47 | 0 |  |  | 0
1980-05-09 | May | 10:00 | 55.94 | 33.08 | 42 | 0 |  |  | 0
1980-05-09 | May | 11:00 | 57.92 | 32 | 37 | 0 |  |  | 0
1980-05-09 | May | 12:00 | 60.08 | 28.04 | 30 | 0 |  |  | 0
1980-05-09 | May | 13:00 | 62.06 | 33.98 | 35 | 0 |  |  | 0
1980-05-09 | May | 14:00 | 62.06 | 33.08 | 34 | 0 |  |  | 0
1980-05-09 | May | 15:00 | 64.04 | 33.08 | 32 | 0 |  |  | 0
1980-05-09 | May | 16:00 | 64.04 | 30.02 | 28 | 0 |  |  | 0
1980-05-09 | May | 17:00 | 62.96 | 28.94 | 28 | 0 |  |  | 0
1980-05-09 | May | 18:00 | 60.98 | 26.96 | 27 | 0 |  |  | 0
1980-05-09 | May | 19:00 | 57.92 | 26.96 | 30 | 0 |  |  | 0
1980-05-09 | May | 20:00 | 55.04 | 28.04 | 36 | 0 |  |  | 0
1980-05-09 | May | 21:00 | 51.98 | 30.02 | 43 | 0 |  |  | 0
1980-05-09 | May | 22:00 | 48.02 | 32 | 54 | 0 |  |  | 0
1980-05-09 | May | 23:00 | 48.92 | 33.08 | 54 | 0 |  |  | 0
1980-05-09 | May | 24:00 | 46.94 | 30.92 | 54 | 0 | 0 |  | 0
1980-05-10 | May | 1:00 | 48.02 | 30.92 | 52 | 0 |  |  | 0
1980-05-10 | May | 2:00 | 48.02 | 30.92 | 52 | 0 |  |  | 0
1980-05-10 | May | 3:00 | 51.08 | 32 | 48 | 0 |  |  | 0
1980-05-10 | May | 4:00 | 51.08 | 32 | 48 | 0 |  |  | 0
1980-05-10 | May | 5:00 | 51.98 | 33.98 | 50 | 0 |  |  | 0
1980-05-10 | May | 6:00 | 53.06 | 33.98 | 49 | 0 |  |  | 0
1980-05-10 | May | 7:00 | 53.06 | 37.94 | 57 | 0 |  |  | 0
1980-05-10 | May | 8:00 | 55.94 | 39.92 | 55 | 0 |  |  | 0
1980-05-10 | May | 9:00 | 57.92 | 42.08 | 55 | 0 |  |  | 0
1980-05-10 | May | 10:00 | 60.08 | 42.08 | 52 | 0 |  |  | 0
1980-05-10 | May | 11:00 | 66.02 | 39.02 | 37 | 0 |  |  | 0
1980-05-10 | May | 12:00 | 69.08 | 41 | 36 | 0 |  |  | 0
1980-05-10 | May | 13:00 | 71.96 | 39.92 | 31 | 0 |  |  | 0
1980-05-10 | May | 14:00 | 69.98 | 39.92 | 34 | 0 |  |  | 0
1980-05-10 | May | 15:00 | 66.92 | 42.08 | 40 | 0 |  |  | 0
1980-05-10 | May | 16:00 | 66.02 | 42.98 | 43 | 0 |  |  | 0
1980-05-10 | May | 17:00 | 66.02 | 44.06 | 45 | 0 |  |  | 0
1980-05-10 | May | 18:00 | 57.02 | 51.08 | 80 | 0 |  |  | 0
1980-05-10 | May | 19:00 | 55.94 | 51.08 | 83 | 0 |  |  | 0
1980-05-10 | May | 20:00 | 57.02 | 51.98 | 83 | 0 |  |  | 0
1980-05-10 | May | 21:00 | 55.04 | 50 | 83 | 0 |  |  | 0
1980-05-10 | May | 22:00 | 55.04 | 51.08 | 86 | 0 |  |  | 0
1980-05-10 | May | 23:00 | 51.98 | 48.02 | 86 | 0 |  |  | 0
1980-05-10 | May | 24:00 | 50 | 48.02 | 93 | 0 | 0 |  | 0
1980-05-11 | May | 1:00 | 48.02 | 46.94 | 96 | 0 |  |  | 0
1980-05-11 | May | 2:00 | 51.08 | 48.92 | 93 | 0 |  |  | 0
1980-05-11 | May | 3:00 | 53.96 | 50 | 86 | 0 |  |  | 0
1980-05-11 | May | 4:00 | 53.96 | 50 | 86 | 0 |  |  | 0
1980-05-11 | May | 5:00 | 51.08 | 44.96 | 80 | 0 |  |  | 0
1980-05-11 | May | 6:00 | 48.02 | 41 | 77 | 0 |  |  | 0
1980-05-11 | May | 7:00 | 51.08 | 41 | 69 | 0 |  |  | 0
1980-05-11 | May | 8:00 | 53.06 | 42.08 | 66 | 0 |  |  | 0
1980-05-11 | May | 9:00 | 55.04 | 41 | 59 | 0 |  |  | 0
1980-05-11 | May | 10:00 | 57.02 | 39.92 | 53 | 0 |  |  | 0
1980-05-11 | May | 11:00 | 57.92 | 41 | 53 | 0 |  |  | 0
1980-05-11 | May | 12:00 | 60.08 | 39.02 | 46 | 0 |  |  | 0
1980-05-11 | May | 13:00 | 62.96 | 39.02 | 41 | 0 |  |  | 0
1980-05-11 | May | 14:00 | 64.94 | 41 | 42 | 0 |  |  | 0
1980-05-11 | May | 15:00 | 62.06 | 42.08 | 48 | 0 |  |  | 0
1980-05-11 | May | 16:00 | 60.98 | 42.08 | 50 | 0 |  |  | 0
1980-05-11 | May | 17:00 | 60.08 | 41 | 50 | 0 |  |  | 0
1980-05-11 | May | 18:00 | 57.92 | 39.92 | 51 | 0 |  |  | 0
1980-05-11 | May | 19:00 | 55.04 | 39.02 | 55 | 0 |  |  | 0
1980-05-11 | May | 20:00 | 53.96 | 41 | 62 | 0 |  |  | 0
1980-05-11 | May | 21:00 | 51.98 | 39.92 | 64 | 0 |  |  | 0
1980-05-11 | May | 22:00 | 51.98 | 41 | 66 | 0 |  |  | 0
1980-05-11 | May | 23:00 | 53.06 | 39.92 | 62 | 0 |  |  | 0
1980-05-11 | May | 24:00 | 51.98 | 39.02 | 61 | 0 | 0 |  | 0
1980-05-12 | May | 1:00 | 53.06 | 39.92 | 62 | 0 |  |  | 0
1980-05-12 | May | 2:00 | 51.98 | 42.08 | 69 | 0 |  |  | 0
1980-05-12 | May | 3:00 | 51.08 | 44.06 | 77 | 0 |  |  | 0
1980-05-12 | May | 4:00 | 51.08 | 46.04 | 83 | 0 |  |  | 0
1980-05-12 | May | 5:00 | 50 | 42.08 | 74 | 0 |  |  | 0
1980-05-12 | May | 6:00 | 51.98 | 44.06 | 74 | 0 |  |  | 0
1980-05-12 | May | 7:00 | 53.06 | 44.06 | 72 | 0 |  |  | 0
1980-05-12 | May | 8:00 | 55.04 | 42.98 | 64 | 0 |  |  | 0
1980-05-12 | May | 9:00 | 57.92 | 42.98 | 58 | 0 |  |  | 0
1980-05-12 | May | 10:00 | 59 | 39.02 | 48 | 0 |  |  | 0
1980-05-12 | May | 11:00 | 60.08 | 39.02 | 46 | 0 |  |  | 0
1980-05-12 | May | 12:00 | 60.08 | 37.94 | 44 | 0 |  |  | 0
1980-05-12 | May | 13:00 | 60.98 | 39.92 | 46 | 0 |  |  | 0
1980-05-12 | May | 14:00 | 62.96 | 37.94 | 40 | 0 |  |  | 0
1980-05-12 | May | 15:00 | 60.08 | 35.06 | 39 | 0 |  |  | 0
1980-05-12 | May | 16:00 | 60.08 | 33.98 | 38 | 0 |  |  | 0
1980-05-12 | May | 17:00 | 60.98 | 35.96 | 39 | 0 |  |  | 0
1980-05-12 | May | 18:00 | 57.92 | 37.04 | 46 | 0 |  |  | 0
1980-05-12 | May | 19:00 | 57.02 | 37.94 | 49 | 0 |  |  | 0
1980-05-12 | May | 20:00 | 55.04 | 37.94 | 53 | 0 |  |  | 0
1980-05-12 | May | 21:00 | 51.98 | 42.08 | 69 | 0 |  |  | 0
1980-05-12 | May | 22:00 | 48.92 | 44.96 | 86 | 0 |  |  | 0
1980-05-12 | May | 23:00 | 46.94 | 44.96 | 93 | 0 |  |  | 0
1980-05-12 | May | 24:00 | 46.04 | 44.96 | 96 | 0 | 0 |  | 0
1980-05-13 | May | 1:00 | 46.04 | 44.96 | 96 | 0 |  |  | 0
1980-05-13 | May | 2:00 | 46.04 | 46.04 | 100 | 0 |  |  | 0
1980-05-13 | May | 3:00 | 46.94 | 46.04 | 96 | 0 |  |  | 0
1980-05-13 | May | 4:00 | 46.94 | 46.04 | 96 | 0 |  |  | 0
1980-05-13 | May | 5:00 | 46.04 | 44.96 | 96 | 0 |  |  | 0
1980-05-13 | May | 6:00 | 46.04 | 42.98 | 89 | 0 |  |  | 0
1980-05-13 | May | 7:00 | 48.02 | 42.98 | 83 | 0 |  |  | 0
1980-05-13 | May | 8:00 | 50 | 44.96 | 83 | 0 |  |  | 0
1980-05-13 | May | 9:00 | 53.06 | 46.04 | 77 | 0 |  |  | 0
1980-05-13 | May | 10:00 | 53.06 | 46.94 | 80 | 0 |  |  | 0
1980-05-13 | May | 11:00 | 60.98 | 53.96 | 78 | 0 |  |  | 0
1980-05-13 | May | 12:00 | 62.96 | 57.02 | 81 | 0 |  |  | 0
1980-05-13 | May | 13:00 | 68 | 50 | 53 | 0 |  |  | 0
1980-05-13 | May | 14:00 | 62.96 | 51.08 | 65 | 0 |  |  | 0
1980-05-13 | May | 15:00 | 60.08 | 48.02 | 65 | 0 |  |  | 0
1980-05-13 | May | 16:00 | 51.98 | 44.96 | 77 | 0 |  |  | 0
1980-05-13 | May | 17:00 | 50 | 42.98 | 77 | 0 |  |  | 0
1980-05-13 | May | 18:00 | 46.94 | 41 | 80 | 0 |  |  | 0
1980-05-13 | May | 19:00 | 46.94 | 41 | 80 | 0 |  |  | 0
1980-05-13 | May | 20:00 | 44.96 | 42.08 | 89 | 0 |  |  | 0
1980-05-13 | May | 21:00 | 44.96 | 42.98 | 93 | 0 |  |  | 0
1980-05-13 | May | 22:00 | 44.96 | 39.92 | 83 | 0 |  |  | 0
1980-05-13 | May | 23:00 | 44.06 | 39.92 | 86 | 0 |  |  | 0
1980-05-13 | May | 24:00 | 44.96 | 39.92 | 83 | 0 | 0 |  | 0
1980-05-14 | May | 1:00 | 46.04 | 39.92 | 80 | 0 |  |  | 0
1980-05-14 | May | 2:00 | 46.04 | 41 | 83 | 0 |  |  | 0
1980-05-14 | May | 3:00 | 44.96 | 39.92 | 83 | 0 |  |  | 0
1980-05-14 | May | 4:00 | 42.98 | 39.02 | 86 | 0 |  |  | 0
1980-05-14 | May | 5:00 | 42.08 | 39.02 | 89 | 0 |  |  | 0
1980-05-14 | May | 6:00 | 44.96 | 41 | 86 | 0 |  |  | 0
1980-05-14 | May | 7:00 | 48.02 | 42.08 | 80 | 0 |  |  | 0
1980-05-14 | May | 8:00 | 53.06 | 39.92 | 62 | 0 |  |  | 0
1980-05-14 | May | 9:00 | 55.04 | 39.02 | 55 | 0 |  |  | 0
1980-05-14 | May | 10:00 | 57.92 | 37.94 | 48 | 0 |  |  | 0
1980-05-14 | May | 11:00 | 59 | 37.94 | 46 | 0 |  |  | 0
1980-05-14 | May | 12:00 | 57.02 | 39.92 | 53 | 0 |  |  | 0
1980-05-14 | May | 13:00 | 57.92 | 42.08 | 55 | 0 |  |  | 0
1980-05-14 | May | 14:00 | 59 | 41 | 51 | 0 |  |  | 0
1980-05-14 | May | 15:00 | 57.92 | 39.02 | 49 | 0 |  |  | 0
1980-05-14 | May | 16:00 | 57.92 | 37.94 | 48 | 0 |  |  | 0
1980-05-14 | May | 17:00 | 57.02 | 35.96 | 46 | 0 |  |  | 0
1980-05-14 | May | 18:00 | 55.04 | 33.98 | 45 | 0 |  |  | 0
1980-05-14 | May | 19:00 | 51.98 | 30.92 | 45 | 0 |  |  | 0
1980-05-14 | May | 20:00 | 48.02 | 33.98 | 59 | 0 |  |  | 0
1980-05-14 | May | 21:00 | 48.02 | 33.08 | 56 | 0 |  |  | 0
1980-05-14 | May | 22:00 | 48.02 | 33.08 | 56 | 0 |  |  | 0
1980-05-14 | May | 23:00 | 50 | 33.08 | 52 | 0 |  |  | 0
1980-05-14 | May | 24:00 | 51.08 | 33.98 | 52 | 0 | 0 |  | 0
1980-05-15 | May | 1:00 | 50 | 33.98 | 54 | 0 |  |  | 0
1980-05-15 | May | 2:00 | 50 | 35.06 | 57 | 0 |  |  | 0
1980-05-15 | May | 3:00 | 46.94 | 41 | 80 | 0 |  |  | 0
1980-05-15 | May | 4:00 | 46.94 | 44.06 | 89 | 0 |  |  | 0
1980-05-15 | May | 5:00 | 46.04 | 44.96 | 96 | 0 |  |  | 0
1980-05-15 | May | 6:00 | 46.94 | 44.96 | 93 | 0 |  |  | 0
1980-05-15 | May | 7:00 | 48.02 | 46.04 | 93 | 0 |  |  | 0
1980-05-15 | May | 8:00 | 51.98 | 44.96 | 77 | 0 |  |  | 0
1980-05-15 | May | 9:00 | 55.04 | 42.98 | 64 | 0 |  |  | 0
1980-05-15 | May | 10:00 | 57.02 | 42.98 | 60 | 0 |  |  | 0
1980-05-15 | May | 11:00 | 60.08 | 44.96 | 58 | 0 |  |  | 0
1980-05-15 | May | 12:00 | 60.98 | 44.06 | 54 | 0 |  |  | 0
1980-05-15 | May | 13:00 | 60.98 | 42.98 | 52 | 0 |  |  | 0
1980-05-15 | May | 14:00 | 60.08 | 42.98 | 54 | 0 |  |  | 0
1980-05-15 | May | 15:00 | 60.08 | 42.08 | 52 | 0 |  |  | 0
1980-05-15 | May | 16:00 | 59 | 39.92 | 50 | 0 |  |  | 0
1980-05-15 | May | 17:00 | 57.92 | 39.92 | 51 | 0 |  |  | 0
1980-05-15 | May | 18:00 | 55.04 | 39.02 | 55 | 0 |  |  | 0
1980-05-15 | May | 19:00 | 51.98 | 37.04 | 57 | 0 |  |  | 0
1980-05-15 | May | 20:00 | 48.92 | 37.04 | 63 | 0 |  |  | 0
1980-05-15 | May | 21:00 | 46.94 | 39.02 | 74 | 0 |  |  | 0
1980-05-15 | May | 22:00 | 46.04 | 39.02 | 77 | 0 |  |  | 0
1980-05-15 | May | 23:00 | 44.06 | 39.02 | 83 | 0 |  |  | 0
1980-05-15 | May | 24:00 | 42.98 | 37.94 | 83 | 0 | 0 |  | 0
1980-05-16 | May | 1:00 | 42.98 | 37.94 | 83 | 0 |  |  | 0
1980-05-16 | May | 2:00 | 42.08 | 37.94 | 86 | 0 |  |  | 0
1980-05-16 | May | 3:00 | 42.98 | 37.94 | 83 | 0 |  |  | 0
1980-05-16 | May | 4:00 | 42.98 | 39.02 | 86 | 0 |  |  | 0
1980-05-16 | May | 5:00 | 44.06 | 39.02 | 83 | 0 |  |  | 0
1980-05-16 | May | 6:00 | 48.02 | 42.98 | 83 | 0 |  |  | 0
1980-05-16 | May | 7:00 | 53.06 | 44.06 | 72 | 0 |  |  | 0
1980-05-16 | May | 8:00 | 57.02 | 44.06 | 62 | 0 |  |  | 0
1980-05-16 | May | 9:00 | 59 | 44.06 | 58 | 0 |  |  | 0
1980-05-16 | May | 10:00 | 60.08 | 44.06 | 56 | 0 |  |  | 0
1980-05-16 | May | 11:00 | 62.06 | 44.06 | 52 | 0 |  |  | 0
1980-05-16 | May | 12:00 | 60.98 | 42.08 | 50 | 0 |  |  | 0
1980-05-16 | May | 13:00 | 60.98 | 41 | 48 | 0 |  |  | 0
1980-05-16 | May | 14:00 | 60.08 | 39.92 | 48 | 0 |  |  | 0
1980-05-16 | May | 15:00 | 59 | 39.92 | 50 | 0 |  |  | 0
1980-05-16 | May | 16:00 | 59 | 39.92 | 50 | 0 |  |  | 0
1980-05-16 | May | 17:00 | 57.02 | 42.98 | 60 | 0 |  |  | 0
1980-05-16 | May | 18:00 | 55.04 | 46.04 | 72 | 0 |  |  | 0
1980-05-16 | May | 19:00 | 51.98 | 50 | 93 | 0 |  |  | 0
1980-05-16 | May | 20:00 | 51.98 | 50 | 93 | 0 |  |  | 0
1980-05-16 | May | 21:00 | 53.06 | 50 | 90 | 0 |  |  | 0
1980-05-16 | May | 22:00 | 51.98 | 48.92 | 90 | 0 |  |  | 0
1980-05-16 | May | 23:00 | 50 | 48.02 | 93 | 0 |  |  | 0
1980-05-16 | May | 24:00 | 51.08 | 46.94 | 86 | 0 | 0 |  | 0
1980-05-17 | May | 1:00 | 50 | 46.94 | 89 | 0 |  |  | 0
1980-05-17 | May | 2:00 | 48.92 | 46.94 | 93 | 0 |  |  | 0
1980-05-17 | May | 3:00 | 48.92 | 46.94 | 93 | 0 |  |  | 0
1980-05-17 | May | 4:00 | 48.92 | 46.94 | 93 | 0 |  |  | 0
1980-05-17 | May | 5:00 | 51.08 | 48.02 | 90 | 0 |  |  | 0
1980-05-17 | May | 6:00 | 50 | 48.92 | 96 | 0 |  |  | 0
1980-05-17 | May | 7:00 | 51.08 | 48.92 | 93 | 0 |  |  | 0
1980-05-17 | May | 8:00 | 53.06 | 51.08 | 93 | 0 |  |  | 0
1980-05-17 | May | 9:00 | 53.96 | 51.98 | 93 | 0 |  |  | 0
1980-05-17 | May | 10:00 | 55.04 | 53.06 | 93 | 0 |  |  | 0
1980-05-17 | May | 11:00 | 55.04 | 53.96 | 96 | 0 |  |  | 0
1980-05-17 | May | 12:00 | 55.04 | 53.96 | 96 | 0 |  |  | 0
1980-05-17 | May | 13:00 | 55.94 | 55.04 | 96 | 0 |  |  | 0
1980-05-17 | May | 14:00 | 55.94 | 55.04 | 96 | 0 |  |  | 0
1980-05-17 | May | 15:00 | 55.04 | 55.04 | 100 | 0 |  |  | 0
1980-05-17 | May | 16:00 | 55.04 | 53.96 | 96 | 0 |  |  | 0
1980-05-17 | May | 17:00 | 53.96 | 53.06 | 96 | 0 |  |  | 0
1980-05-17 | May | 18:00 | 53.06 | 53.06 | 100 | 0 |  |  | 0
1980-05-17 | May | 19:00 | 53.06 | 51.98 | 96 | 0 |  |  | 0
1980-05-17 | May | 20:00 | 53.06 | 51.98 | 96 | 0 |  |  | 0
1980-05-17 | May | 21:00 | 51.98 | 51.08 | 96 | 0 |  |  | 0
1980-05-17 | May | 22:00 | 51.08 | 51.08 | 100 | 0 |  |  | 0
1980-05-17 | May | 23:00 | 51.98 | 51.98 | 100 | 0 |  |  | 0
1980-05-17 | May | 24:00 | 51.98 | 51.98 | 100 | 0 | 0 |  | 0
1980-05-18 | May | 1:00 | 51.08 | 51.08 | 100 | 0 |  |  | 0
1980-05-18 | May | 2:00 | 53.06 | 53.06 | 100 | 0 |  |  | 0
1980-05-18 | May | 3:00 | 53.96 | 53.96 | 100 | 0 |  |  | 0
1980-05-18 | May | 4:00 | 53.96 | 53.96 | 100 | 0 |  |  | 0
1980-05-18 | May | 5:00 | 53.96 | 53.96 | 100 | 0 |  |  | 0
1980-05-18 | May | 6:00 | 53.96 | 53.06 | 96 | 0 |  |  | 0
1980-05-18 | May | 7:00 | 53.96 | 53.06 | 96 | 0 |  |  | 0
1980-05-18 | May | 8:00 | 55.94 | 53.06 | 90 | 0 |  |  | 0
1980-05-18 | May | 9:00 | 59 | 55.04 | 87 | 0 |  |  | 0
1980-05-18 | May | 10:00 | 57.02 | 53.06 | 87 | 0 |  |  | 0
1980-05-18 | May | 11:00 | 60.08 | 55.04 | 84 | 0 |  |  | 0
1980-05-18 | May | 12:00 | 60.98 | 53.06 | 75 | 0 |  |  | 0
1980-05-18 | May | 13:00 | 60.98 | 53.96 | 78 | 0 |  |  | 0
1980-05-18 | May | 14:00 | 60.98 | 53.96 | 78 | 0 |  |  | 0
1980-05-18 | May | 15:00 | 60.08 | 55.04 | 84 | 0 |  |  | 0
1980-05-18 | May | 16:00 | 60.08 | 55.04 | 84 | 0 |  |  | 0
1980-05-18 | May | 17:00 | 60.08 | 55.04 | 84 | 0 |  |  | 0
1980-05-18 | May | 18:00 | 59 | 55.04 | 87 | 0 |  |  | 0
1980-05-18 | May | 19:00 | 55.94 | 53.96 | 93 | 0 |  |  | 0
1980-05-18 | May | 20:00 | 55.04 | 53.96 | 96 | 0 |  |  | 0
1980-05-18 | May | 21:00 | 53.96 | 51.98 | 93 | 0 |  |  | 0
1980-05-18 | May | 22:00 | 53.96 | 51.98 | 93 | 0 |  |  | 0
1980-05-18 | May | 23:00 | 53.06 | 51.98 | 96 | 0 |  |  | 0
1980-05-18 | May | 24:00 | 51.98 | 51.98 | 100 | 0 | 0 |  | 0
1980-05-19 | May | 1:00 | 48.92 | 48.92 | 100 | 0 |  |  | 0
1980-05-19 | May | 2:00 | 48.92 | 48.02 | 96 | 0 |  |  | 0
1980-05-19 | May | 3:00 | 48.92 | 48.02 | 96 | 0 |  |  | 0
1980-05-19 | May | 4:00 | 51.08 | 51.08 | 100 | 0 |  |  | 0
1980-05-19 | May | 5:00 | 51.98 | 51.98 | 100 | 0 |  |  | 0
1980-05-19 | May | 6:00 | 51.98 | 51.08 | 96 | 0 |  |  | 0
1980-05-19 | May | 7:00 | 51.98 | 51.08 | 96 | 0 |  |  | 0
1980-05-19 | May | 8:00 | 51.98 | 50 | 93 | 0 |  |  | 0
1980-05-19 | May | 9:00 | 55.04 | 53.06 | 93 | 0 |  |  | 0
1980-05-19 | May | 10:00 | 57.02 | 53.96 | 90 | 0 |  |  | 0
1980-05-19 | May | 11:00 | 60.08 | 55.04 | 84 | 0 |  |  | 0
1980-05-19 | May | 12:00 | 64.04 | 53.96 | 70 | 0 |  |  | 0
1980-05-19 | May | 13:00 | 66.02 | 55.94 | 70 | 0 |  |  | 0
1980-05-19 | May | 14:00 | 64.94 | 53.06 | 65 | 0 |  |  | 0
1980-05-19 | May | 15:00 | 64.94 | 51.98 | 63 | 0 |  |  | 0
1980-05-19 | May | 16:00 | 64.94 | 50 | 59 | 0 |  |  | 0
1980-05-19 | May | 17:00 | 64.04 | 51.08 | 63 | 0 |  |  | 0
1980-05-19 | May | 18:00 | 60.98 | 50 | 67 | 0 |  |  | 0
1980-05-19 | May | 19:00 | 59 | 48.92 | 70 | 0 |  |  | 0
1980-05-19 | May | 20:00 | 55.94 | 48.02 | 75 | 0 |  |  | 0
1980-05-19 | May | 21:00 | 53.96 | 48.02 | 80 | 0 |  |  | 0
1980-05-19 | May | 22:00 | 51.98 | 46.94 | 83 | 0 |  |  | 0
1980-05-19 | May | 23:00 | 50 | 46.94 | 89 | 0 |  |  | 0
1980-05-19 | May | 24:00 | 48.02 | 44.96 | 89 | 0 | 0 |  | 0
1980-05-20 | May | 1:00 | 46.04 | 44.06 | 93 | 0 |  |  | 0
1980-05-20 | May | 2:00 | 44.96 | 42.98 | 93 | 0 |  |  | 0
1980-05-20 | May | 3:00 | 44.06 | 42.08 | 93 | 0 |  |  | 0
1980-05-20 | May | 4:00 | 44.96 | 42.08 | 89 | 0 |  |  | 0
1980-05-20 | May | 5:00 | 46.04 | 44.06 | 93 | 0 |  |  | 0
1980-05-20 | May | 6:00 | 51.98 | 48.92 | 90 | 0 |  |  | 0
1980-05-20 | May | 7:00 | 55.94 | 46.94 | 72 | 0 |  |  | 0
1980-05-20 | May | 8:00 | 60.08 | 44.96 | 58 | 0 |  |  | 0
1980-05-20 | May | 9:00 | 64.04 | 46.94 | 54 | 0 |  |  | 0
1980-05-20 | May | 10:00 | 68 | 50 | 53 | 0 |  |  | 0
1980-05-20 | May | 11:00 | 69.08 | 50 | 51 | 0 |  |  | 0
1980-05-20 | May | 12:00 | 71.96 | 50 | 46 | 0 |  |  | 0
1980-05-20 | May | 13:00 | 73.04 | 48.92 | 43 | 0 |  |  | 0
1980-05-20 | May | 14:00 | 73.94 | 51.08 | 45 | 0 |  |  | 0
1980-05-20 | May | 15:00 | 73.94 | 48.02 | 40 | 0 |  |  | 0
1980-05-20 | May | 16:00 | 71.06 | 50 | 48 | 0 |  |  | 0
1980-05-20 | May | 17:00 | 69.98 | 48.92 | 47 | 0 |  |  | 0
1980-05-20 | May | 18:00 | 68 | 48.02 | 49 | 0 |  |  | 0
1980-05-20 | May | 19:00 | 62.96 | 48.02 | 58 | 0 |  |  | 0
1980-05-20 | May | 20:00 | 59 | 48.92 | 70 | 0 |  |  | 0
1980-05-20 | May | 21:00 | 55.94 | 48.02 | 75 | 0 |  |  | 0
1980-05-20 | May | 22:00 | 50 | 48.02 | 93 | 0 |  |  | 0
1980-05-20 | May | 23:00 | 48.02 | 46.94 | 96 | 0 |  |  | 0
1980-05-20 | May | 24:00 | 46.94 | 44.96 | 93 | 0 | 0 |  | 0
1980-05-21 | May | 1:00 | 46.04 | 42.98 | 89 | 0 |  |  | 0
1980-05-21 | May | 2:00 | 44.96 | 42.08 | 89 | 0 |  |  | 0
1980-05-21 | May | 3:00 | 46.04 | 44.06 | 93 | 0 |  |  | 0
1980-05-21 | May | 4:00 | 48.02 | 44.96 | 89 | 0 |  |  | 0
1980-05-21 | May | 5:00 | 48.02 | 44.96 | 89 | 0 |  |  | 0
1980-05-21 | May | 6:00 | 51.98 | 48.02 | 86 | 0 |  |  | 0
1980-05-21 | May | 7:00 | 57.92 | 50 | 75 | 0 |  |  | 0
1980-05-21 | May | 8:00 | 62.96 | 48.02 | 58 | 0 |  |  | 0
1980-05-21 | May | 9:00 | 68 | 46.94 | 47 | 0 |  |  | 0
1980-05-21 | May | 10:00 | 75.92 | 46.94 | 36 | 0 |  |  | 0
1980-05-21 | May | 11:00 | 78.98 | 44.96 | 30 | 0 |  |  | 0
1980-05-21 | May | 12:00 | 80.06 | 48.02 | 33 | 0 |  |  | 0
1980-05-21 | May | 13:00 | 80.96 | 46.94 | 30 | 0 |  |  | 0
1980-05-21 | May | 14:00 | 80.96 | 39.02 | 22 | 0 |  |  | 0
1980-05-21 | May | 15:00 | 80.06 | 46.04 | 30 | 0 |  |  | 0
1980-05-21 | May | 16:00 | 78.98 | 44.96 | 30 | 0 |  |  | 0
1980-05-21 | May | 17:00 | 78.08 | 44.96 | 31 | 0 |  |  | 0
1980-05-21 | May | 18:00 | 75.02 | 44.96 | 34 | 0 |  |  | 0
1980-05-21 | May | 19:00 | 69.08 | 42.98 | 39 | 0 |  |  | 0
1980-05-21 | May | 20:00 | 64.04 | 44.96 | 50 | 0 |  |  | 0
1980-05-21 | May | 21:00 | 64.04 | 44.06 | 48 | 0 |  |  | 0
1980-05-21 | May | 22:00 | 57.02 | 44.96 | 64 | 0 |  |  | 0
1980-05-21 | May | 23:00 | 53.06 | 42.98 | 69 | 0 |  |  | 0
1980-05-21 | May | 24:00 | 51.08 | 44.96 | 80 | 0 | 0 |  | 0
1980-05-22 | May | 1:00 | 51.08 | 44.96 | 80 | 0 |  |  | 0
1980-05-22 | May | 2:00 | 48.92 | 42.98 | 80 | 0 |  |  | 0
1980-05-22 | May | 3:00 | 48.02 | 44.06 | 86 | 0 |  |  | 0
1980-05-22 | May | 4:00 | 46.04 | 42.08 | 86 | 0 |  |  | 0
1980-05-22 | May | 5:00 | 48.92 | 42.08 | 77 | 0 |  |  | 0
1980-05-22 | May | 6:00 | 55.94 | 50 | 80 | 0 |  |  | 0
1980-05-22 | May | 7:00 | 64.94 | 53.06 | 65 | 0 |  |  | 0
1980-05-22 | May | 8:00 | 71.06 | 50 | 48 | 0 |  |  | 0
1980-05-22 | May | 9:00 | 75.02 | 48.02 | 39 | 0 |  |  | 0
1980-05-22 | May | 10:00 | 78.08 | 46.94 | 34 | 0 |  |  | 0
1980-05-22 | May | 11:00 | 78.08 | 44.96 | 31 | 0 |  |  | 0
1980-05-22 | May | 12:00 | 80.06 | 44.06 | 28 | 0 |  |  | 0
1980-05-22 | May | 13:00 | 82.04 | 44.96 | 27 | 0 |  |  | 0
1980-05-22 | May | 14:00 | 80.96 | 48.02 | 32 | 0 |  |  | 0
1980-05-22 | May | 15:00 | 80.96 | 46.94 | 30 | 0 |  |  | 0
1980-05-22 | May | 16:00 | 80.06 | 46.94 | 31 | 0 |  |  | 0
1980-05-22 | May | 17:00 | 78.98 | 48.02 | 34 | 0 |  |  | 0
1980-05-22 | May | 18:00 | 75.02 | 46.94 | 37 | 0 |  |  | 0
1980-05-22 | May | 19:00 | 71.96 | 46.04 | 40 | 0 |  |  | 0
1980-05-22 | May | 20:00 | 69.08 | 44.06 | 41 | 0 |  |  | 0
1980-05-22 | May | 21:00 | 66.02 | 44.06 | 45 | 0 |  |  | 0
1980-05-22 | May | 22:00 | 62.96 | 44.06 | 50 | 0 |  |  | 0
1980-05-22 | May | 23:00 | 60.98 | 41 | 48 | 0 |  |  | 0
1980-05-22 | May | 24:00 | 59 | 42.08 | 54 | 0 | 0 |  | 0
1980-05-23 | May | 1:00 | 55.94 | 42.98 | 62 | 0 |  |  | 0
1980-05-23 | May | 2:00 | 55.94 | 44.06 | 64 | 0 |  |  | 0
1980-05-23 | May | 3:00 | 55.94 | 42.98 | 62 | 0 |  |  | 0
1980-05-23 | May | 4:00 | 57.02 | 41 | 55 | 0 |  |  | 0
1980-05-23 | May | 5:00 | 55.04 | 42.08 | 62 | 0 |  |  | 0
1980-05-23 | May | 6:00 | 57.02 | 46.04 | 67 | 0 |  |  | 0
1980-05-23 | May | 7:00 | 64.04 | 48.02 | 56 | 0 |  |  | 0
1980-05-23 | May | 8:00 | 68 | 48.92 | 51 | 0 |  |  | 0
1980-05-23 | May | 9:00 | 71.06 | 48.92 | 46 | 0 |  |  | 0
1980-05-23 | May | 10:00 | 75.02 | 50 | 42 | 0 |  |  | 0
1980-05-23 | May | 11:00 | 71.96 | 50 | 46 | 0 |  |  | 0
1980-05-23 | May | 12:00 | 68 | 50 | 53 | 0 |  |  | 0
1980-05-23 | May | 13:00 | 66.92 | 50 | 55 | 0 |  |  | 0
1980-05-23 | May | 14:00 | 66.92 | 51.98 | 59 | 0 |  |  | 0
1980-05-23 | May | 15:00 | 68 | 50 | 53 | 0 |  |  | 0
1980-05-23 | May | 16:00 | 69.08 | 53.96 | 59 | 0 |  |  | 0
1980-05-23 | May | 17:00 | 71.96 | 57.92 | 62 | 0 |  |  | 0
1980-05-23 | May | 18:00 | 66.92 | 53.96 | 63 | 0 |  |  | 0
1980-05-23 | May | 19:00 | 62.96 | 53.96 | 73 | 0 |  |  | 0
1980-05-23 | May | 20:00 | 60.08 | 51.98 | 75 | 0 |  |  | 0
1980-05-23 | May | 21:00 | 60.08 | 51.98 | 75 | 0 |  |  | 0
1980-05-23 | May | 22:00 | 57.92 | 51.98 | 81 | 0 |  |  | 0
1980-05-23 | May | 23:00 | 57.92 | 51.98 | 81 | 0 |  |  | 0
1980-05-23 | May | 24:00 | 57.92 | 53.06 | 84 | 0 | 0 |  | 0
1980-05-24 | May | 1:00 | 57.92 | 51.98 | 81 | 0 |  |  | 0
1980-05-24 | May | 2:00 | 57.92 | 53.06 | 84 | 0 |  |  | 0
1980-05-24 | May | 3:00 | 57.02 | 53.06 | 87 | 0 |  |  | 0
1980-05-24 | May | 4:00 | 57.92 | 55.04 | 90 | 0 |  |  | 0
1980-05-24 | May | 5:00 | 57.92 | 55.94 | 93 | 0 |  |  | 0
1980-05-24 | May | 6:00 | 57.92 | 55.94 | 93 | 0 |  |  | 0
1980-05-24 | May | 7:00 | 60.08 | 57.02 | 90 | 0 |  |  | 0
1980-05-24 | May | 8:00 | 62.06 | 57.92 | 87 | 0 |  |  | 0
1980-05-24 | May | 9:00 | 64.04 | 59 | 84 | 0 |  |  | 0
1980-05-24 | May | 10:00 | 66.92 | 59 | 76 | 0 |  |  | 0
1980-05-24 | May | 11:00 | 71.06 | 60.08 | 68 | 0 |  |  | 0
1980-05-24 | May | 12:00 | 75.02 | 60.98 | 62 | 0 |  |  | 0
1980-05-24 | May | 13:00 | 77 | 60.98 | 58 | 0 |  |  | 0
1980-05-24 | May | 14:00 | 75.92 | 60.98 | 60 | 0 |  |  | 0
1980-05-24 | May | 15:00 | 75.02 | 60.98 | 62 | 0 |  |  | 0
1980-05-24 | May | 16:00 | 71.96 | 60.98 | 68 | 0 |  |  | 0
1980-05-24 | May | 17:00 | 71.96 | 60.98 | 68 | 0 |  |  | 0
1980-05-24 | May | 18:00 | 66.92 | 60.98 | 81 | 0 |  |  | 0
1980-05-24 | May | 19:00 | 62.96 | 57.92 | 84 | 0 |  |  | 0
1980-05-24 | May | 20:00 | 59 | 57.02 | 93 | 0 |  |  | 0
1980-05-24 | May | 21:00 | 59 | 55.94 | 90 | 0 |  |  | 0
1980-05-24 | May | 22:00 | 59 | 55.04 | 87 | 0 |  |  | 0
1980-05-24 | May | 23:00 | 57.92 | 53.96 | 87 | 0 |  |  | 0
1980-05-24 | May | 24:00 | 57.92 | 53.06 | 84 | 0 | 0 |  | 0
1980-05-25 | May | 1:00 | 57.02 | 51.98 | 83 | 0 |  |  | 0
1980-05-25 | May | 2:00 | 55.04 | 51.98 | 90 | 0 |  |  | 0
1980-05-25 | May | 3:00 | 55.04 | 51.98 | 90 | 0 |  |  | 0
1980-05-25 | May | 4:00 | 59 | 55.04 | 87 | 0 |  |  | 0
1980-05-25 | May | 5:00 | 57.92 | 53.96 | 87 | 0 |  |  | 0
1980-05-25 | May | 6:00 | 60.08 | 55.94 | 87 | 0 |  |  | 0
1980-05-25 | May | 7:00 | 64.94 | 55.94 | 73 | 0 |  |  | 0
1980-05-25 | May | 8:00 | 69.08 | 57.02 | 66 | 0 |  |  | 0
1980-05-25 | May | 9:00 | 73.94 | 57.92 | 58 | 0 |  |  | 0
1980-05-25 | May | 10:00 | 78.08 | 60.08 | 54 | 0 |  |  | 0
1980-05-25 | May | 11:00 | 80.06 | 60.08 | 51 | 0 |  |  | 0
1980-05-25 | May | 12:00 | 80.96 | 59 | 47 | 0 |  |  | 0
1980-05-25 | May | 13:00 | 80.96 | 53.96 | 39 | 0 |  |  | 0
1980-05-25 | May | 14:00 | 75.02 | 55.04 | 50 | 0 |  |  | 0
1980-05-25 | May | 15:00 | 73.94 | 55.94 | 54 | 0 |  |  | 0
1980-05-25 | May | 16:00 | 73.04 | 53.06 | 50 | 0 |  |  | 0
1980-05-25 | May | 17:00 | 69.98 | 50 | 49 | 0 |  |  | 0
1980-05-25 | May | 18:00 | 66.92 | 48.02 | 51 | 0 |  |  | 0
1980-05-25 | May | 19:00 | 60.98 | 46.04 | 58 | 0 |  |  | 0
1980-05-25 | May | 20:00 | 57.02 | 42.98 | 60 | 0 |  |  | 0
1980-05-25 | May | 21:00 | 53.96 | 42.08 | 64 | 0 |  |  | 0
1980-05-25 | May | 22:00 | 53.96 | 42.08 | 64 | 0 |  |  | 0
1980-05-25 | May | 23:00 | 53.06 | 41 | 64 | 0 |  |  | 0
1980-05-25 | May | 24:00 | 53.06 | 41 | 64 | 0 | 0 |  | 0
1980-05-26 | May | 1:00 | 51.08 | 39.92 | 66 | 0 |  |  | 0
1980-05-26 | May | 2:00 | 51.08 | 37.94 | 61 | 0 |  |  | 0
1980-05-26 | May | 3:00 | 53.06 | 33.98 | 49 | 0 |  |  | 0
1980-05-26 | May | 4:00 | 50 | 35.96 | 59 | 0 |  |  | 0
1980-05-26 | May | 5:00 | 48.02 | 37.94 | 68 | 0 |  |  | 0
1980-05-26 | May | 6:00 | 53.06 | 39.92 | 62 | 0 |  |  | 0
1980-05-26 | May | 7:00 | 57.92 | 37.94 | 48 | 0 |  |  | 0
1980-05-26 | May | 8:00 | 62.06 | 35.06 | 37 | 0 |  |  | 0
1980-05-26 | May | 9:00 | 66.02 | 35.06 | 32 | 0 |  |  | 0
1980-05-26 | May | 10:00 | 68 | 33.98 | 29 | 0 |  |  | 0
1980-05-26 | May | 11:00 | 68 | 35.96 | 31 | 0 |  |  | 0
1980-05-26 | May | 12:00 | 69.98 | 35.96 | 29 | 0 |  |  | 0
1980-05-26 | May | 13:00 | 71.06 | 35.06 | 27 | 0 |  |  | 0
1980-05-26 | May | 14:00 | 73.04 | 35.06 | 25 | 0 |  |  | 0
1980-05-26 | May | 15:00 | 71.96 | 32 | 23 | 0 |  |  | 0
1980-05-26 | May | 16:00 | 69.98 | 35.06 | 28 | 0 |  |  | 0
1980-05-26 | May | 17:00 | 68 | 33.98 | 29 | 0 |  |  | 0
1980-05-26 | May | 18:00 | 64.94 | 32 | 29 | 0 |  |  | 0
1980-05-26 | May | 19:00 | 60.08 | 30.92 | 34 | 0 |  |  | 0
1980-05-26 | May | 20:00 | 57.02 | 28.04 | 33 | 0 |  |  | 0
1980-05-26 | May | 21:00 | 53.06 | 30.02 | 41 | 0 |  |  | 0
1980-05-26 | May | 22:00 | 53.06 | 30.92 | 43 | 0 |  |  | 0
1980-05-26 | May | 23:00 | 50 | 33.08 | 52 | 0 |  |  | 0
1980-05-26 | May | 24:00 | 48.92 | 33.98 | 56 | 0 | 0 |  | 0
1980-05-27 | May | 1:00 | 48.92 | 33.98 | 56 | 0 |  |  | 0
1980-05-27 | May | 2:00 | 44.06 | 35.06 | 71 | 0 |  |  | 0
1980-05-27 | May | 3:00 | 44.96 | 35.96 | 71 | 0 |  |  | 0
1980-05-27 | May | 4:00 | 42.08 | 37.04 | 83 | 0 |  |  | 0
1980-05-27 | May | 5:00 | 42.98 | 37.04 | 79 | 0 |  |  | 0
1980-05-27 | May | 6:00 | 51.08 | 44.06 | 77 | 0 |  |  | 0
1980-05-27 | May | 7:00 | 62.06 | 46.04 | 56 | 0 |  |  | 0
1980-05-27 | May | 8:00 | 66.02 | 44.96 | 47 | 0 |  |  | 0
1980-05-27 | May | 9:00 | 69.08 | 44.96 | 42 | 0 |  |  | 0
1980-05-27 | May | 10:00 | 73.94 | 44.96 | 36 | 0 |  |  | 0
1980-05-27 | May | 11:00 | 77 | 46.94 | 35 | 0 |  |  | 0
1980-05-27 | May | 12:00 | 80.06 | 46.94 | 31 | 0 |  |  | 0
1980-05-27 | May | 13:00 | 82.04 | 44.96 | 27 | 0 |  |  | 0
1980-05-27 | May | 14:00 | 82.94 | 44.96 | 26 | 0 |  |  | 0
1980-05-27 | May | 15:00 | 84.02 | 44.96 | 26 | 0 |  |  | 0
1980-05-27 | May | 16:00 | 84.92 | 44.06 | 24 | 0 |  |  | 0
1980-05-27 | May | 17:00 | 84.02 | 44.96 | 26 | 0 |  |  | 0
1980-05-27 | May | 18:00 | 80.96 | 46.04 | 29 | 0 |  |  | 0
1980-05-27 | May | 19:00 | 75.02 | 42.98 | 32 | 0 |  |  | 0
1980-05-27 | May | 20:00 | 69.98 | 44.06 | 39 | 0 |  |  | 0
1980-05-27 | May | 21:00 | 66.02 | 42.98 | 43 | 0 |  |  | 0
1980-05-27 | May | 22:00 | 64.94 | 44.96 | 49 | 0 |  |  | 0
1980-05-27 | May | 23:00 | 60.08 | 46.04 | 60 | 0 |  |  | 0
1980-05-27 | May | 24:00 | 60.98 | 42.98 | 52 | 0 | 0 |  | 0
1980-05-28 | May | 1:00 | 60.98 | 41 | 48 | 0 |  |  | 0
1980-05-28 | May | 2:00 | 60.98 | 42.98 | 52 | 0 |  |  | 0
1980-05-28 | May | 3:00 | 60.98 | 44.96 | 56 | 0 |  |  | 0
1980-05-28 | May | 4:00 | 60.98 | 48.02 | 63 | 0 |  |  | 0
1980-05-28 | May | 5:00 | 60.98 | 50 | 67 | 0 |  |  | 0
1980-05-28 | May | 6:00 | 66.02 | 53.06 | 63 | 0 |  |  | 0
1980-05-28 | May | 7:00 | 71.06 | 55.04 | 57 | 0 |  |  | 0
1980-05-28 | May | 8:00 | 73.04 | 55.04 | 53 | 0 |  |  | 0
1980-05-28 | May | 9:00 | 75.92 | 55.94 | 50 | 0 |  |  | 0
1980-05-28 | May | 10:00 | 80.96 | 59 | 47 | 0 |  |  | 0
1980-05-28 | May | 11:00 | 82.94 | 59 | 44 | 0 |  |  | 0
1980-05-28 | May | 12:00 | 84.92 | 60.08 | 43 | 0 |  |  | 0
1980-05-28 | May | 13:00 | 71.96 | 64.94 | 79 | 0 |  |  | 0
1980-05-28 | May | 14:00 | 78.98 | 62.96 | 58 | 0 |  |  | 0
1980-05-28 | May | 15:00 | 78.08 | 60.08 | 54 | 0 |  |  | 0
1980-05-28 | May | 16:00 | 66.02 | 62.96 | 90 | 0 |  |  | 0
1980-05-28 | May | 17:00 | 68 | 64.04 | 87 | 0 |  |  | 0
1980-05-28 | May | 18:00 | 68 | 64.04 | 87 | 0 |  |  | 0
1980-05-28 | May | 19:00 | 69.08 | 62.96 | 81 | 0 |  |  | 0
1980-05-28 | May | 20:00 | 64.94 | 64.04 | 97 | 0 |  |  | 0
1980-05-28 | May | 21:00 | 66.02 | 64.94 | 97 | 0 |  |  | 0
1980-05-28 | May | 22:00 | 64.94 | 64.94 | 100 | 0 |  |  | 0
1980-05-28 | May | 23:00 | 64.94 | 62.96 | 93 | 0 |  |  | 0
1980-05-28 | May | 24:00 | 66.92 | 62.06 | 84 | 0 | 0 |  | 0
1980-05-29 | May | 1:00 | 64.94 | 60.98 | 87 | 0 |  |  | 0
1980-05-29 | May | 2:00 | 62.96 | 60.08 | 90 | 0 |  |  | 0
1980-05-29 | May | 3:00 | 62.96 | 60.08 | 90 | 0 |  |  | 0
1980-05-29 | May | 4:00 | 62.96 | 60.98 | 93 | 0 |  |  | 0
1980-05-29 | May | 5:00 | 64.04 | 60.98 | 90 | 0 |  |  | 0
1980-05-29 | May | 6:00 | 64.04 | 62.06 | 93 | 0 |  |  | 0
1980-05-29 | May | 7:00 | 66.92 | 62.96 | 87 | 0 |  |  | 0
1980-05-29 | May | 8:00 | 68 | 64.04 | 87 | 0 |  |  | 0
1980-05-29 | May | 9:00 | 71.96 | 62.06 | 71 | 0 |  |  | 0
1980-05-29 | May | 10:00 | 75.02 | 64.94 | 71 | 0 |  |  | 0
1980-05-29 | May | 11:00 | 78.08 | 64.94 | 64 | 0 |  |  | 0
1980-05-29 | May | 12:00 | 80.06 | 66.92 | 65 | 0 |  |  | 0
1980-05-29 | May | 13:00 | 80.96 | 66.92 | 63 | 0 |  |  | 0
1980-05-29 | May | 14:00 | 68 | 62.06 | 81 | 0 |  |  | 0
1980-05-29 | May | 15:00 | 66.92 | 62.06 | 84 | 0 |  |  | 0
1980-05-29 | May | 16:00 | 69.08 | 62.06 | 79 | 0 |  |  | 0
1980-05-29 | May | 17:00 | 69.08 | 60.98 | 76 | 0 |  |  | 0
1980-05-29 | May | 18:00 | 71.06 | 62.06 | 73 | 0 |  |  | 0
1980-05-29 | May | 19:00 | 69.98 | 60.08 | 71 | 0 |  |  | 0
1980-05-29 | May | 20:00 | 66.02 | 62.06 | 87 | 0 |  |  | 0
1980-05-29 | May | 21:00 | 66.92 | 60.08 | 78 | 0 |  |  | 0
1980-05-29 | May | 22:00 | 66.02 | 60.98 | 84 | 0 |  |  | 0
1980-05-29 | May | 23:00 | 64.94 | 60.08 | 84 | 0 |  |  | 0
1980-05-29 | May | 24:00 | 68 | 60.98 | 78 | 0 | 0 |  | 0
1980-05-30 | May | 1:00 | 68 | 60.98 | 78 | 0 |  |  | 0
1980-05-30 | May | 2:00 | 66.92 | 60.98 | 81 | 0 |  |  | 0
1980-05-30 | May | 3:00 | 66.02 | 62.06 | 87 | 0 |  |  | 0
1980-05-30 | May | 4:00 | 66.02 | 62.06 | 87 | 0 |  |  | 0
1980-05-30 | May | 5:00 | 66.92 | 64.04 | 90 | 0 |  |  | 0
1980-05-30 | May | 6:00 | 69.08 | 64.94 | 87 | 0 |  |  | 0
1980-05-30 | May | 7:00 | 69.98 | 66.02 | 87 | 0 |  |  | 0
1980-05-30 | May | 8:00 | 69.98 | 66.92 | 90 | 0 |  |  | 0
1980-05-30 | May | 9:00 | 73.94 | 69.08 | 84 | 0 |  |  | 0
1980-05-30 | May | 10:00 | 73.04 | 69.08 | 87 | 0 |  |  | 0
1980-05-30 | May | 11:00 | 71.06 | 64.04 | 79 | 0 |  |  | 0
1980-05-30 | May | 12:00 | 73.04 | 62.06 | 69 | 0 |  |  | 0
1980-05-30 | May | 13:00 | 78.08 | 66.92 | 69 | 0 |  |  | 0
1980-05-30 | May | 14:00 | 82.04 | 64.94 | 56 | 0 |  |  | 0
1980-05-30 | May | 15:00 | 82.04 | 64.94 | 56 | 0 |  |  | 0
1980-05-30 | May | 16:00 | 84.92 | 66.02 | 53 | 0 |  |  | 0
1980-05-30 | May | 17:00 | 82.94 | 66.92 | 59 | 0 |  |  | 0
1980-05-30 | May | 18:00 | 80.06 | 60.98 | 52 | 0 |  |  | 0
1980-05-30 | May | 19:00 | 75.02 | 57.02 | 54 | 0 |  |  | 0
1980-05-30 | May | 20:00 | 73.04 | 55.04 | 53 | 0 |  |  | 0
1980-05-30 | May | 21:00 | 71.06 | 55.04 | 57 | 0 |  |  | 0
1980-05-30 | May | 22:00 | 69.98 | 55.94 | 61 | 0 |  |  | 0
1980-05-30 | May | 23:00 | 69.08 | 57.02 | 66 | 0 |  |  | 0
1980-05-30 | May | 24:00 | 68 | 57.02 | 68 | 0 | 0 |  | 0
1980-05-31 | May | 1:00 | 66.92 | 57.02 | 70 | 0 |  |  | 0
1980-05-31 | May | 2:00 | 66.02 | 57.92 | 76 | 0 |  |  | 0
1980-05-31 | May | 3:00 | 64.04 | 57.92 | 81 | 0 |  |  | 0
1980-05-31 | May | 4:00 | 64.04 | 55.94 | 75 | 0 |  |  | 0
1980-05-31 | May | 5:00 | 60.98 | 53.96 | 78 | 0 |  |  | 0
1980-05-31 | May | 6:00 | 62.06 | 55.94 | 81 | 0 |  |  | 0
1980-05-31 | May | 7:00 | 66.02 | 57.02 | 73 | 0 |  |  | 0
1980-05-31 | May | 8:00 | 68 | 57.02 | 68 | 0 |  |  | 0
1980-05-31 | May | 9:00 | 69.98 | 55.94 | 61 | 0 |  |  | 0
1980-05-31 | May | 10:00 | 73.04 | 55.94 | 55 | 0 |  |  | 0
1980-05-31 | May | 11:00 | 73.94 | 53.06 | 48 | 0 |  |  | 0
1980-05-31 | May | 12:00 | 75.02 | 53.06 | 46 | 0 |  |  | 0
1980-05-31 | May | 13:00 | 75.92 | 53.96 | 47 | 0 |  |  | 0
1980-05-31 | May | 14:00 | 77 | 51.98 | 42 | 0 |  |  | 0
1980-05-31 | May | 15:00 | 77 | 51.08 | 40 | 0 |  |  | 0
1980-05-31 | May | 16:00 | 77 | 51.08 | 40 | 0 |  |  | 0
1980-05-31 | May | 17:00 | 75.92 | 51.98 | 43 | 0 |  |  | 0
1980-05-31 | May | 18:00 | 73.04 | 55.04 | 53 | 0 |  |  | 0
1980-05-31 | May | 19:00 | 69.98 | 50 | 49 | 0 |  |  | 0
1980-05-31 | May | 20:00 | 68 | 48.02 | 49 | 0 |  |  | 0
1980-05-31 | May | 21:00 | 64.04 | 50 | 61 | 0 |  |  | 0
1980-05-31 | May | 22:00 | 64.22 | 51.26 | 70 | 0 |  |  | 0
1980-05-31 | May | 23:00 | 64.22 | 52.52 | 72 | 0 |  |  | 0
1980-05-31 | May | 24:00 | 64.4 | 53.78 | 75 | 0 | 0 |  | 0
1979-06-01 | Jun | 1:00 | 64.58 | 55.22 | 84 | 0 |  |  | 0
1979-06-01 | Jun | 2:00 | 64.76 | 56.48 | 87 | 0 |  |  | 0
1979-06-01 | Jun | 3:00 | 64.76 | 57.74 | 84 | 0 |  |  | 0
1979-06-01 | Jun | 4:00 | 64.94 | 59 | 81 | 0 |  |  | 0
1979-06-01 | Jun | 5:00 | 64.04 | 57.92 | 81 | 0 |  |  | 0
1979-06-01 | Jun | 6:00 | 60.98 | 55.04 | 81 | 0 |  |  | 0
1979-06-01 | Jun | 7:00 | 60.08 | 53.06 | 78 | 0 |  |  | 0
1979-06-01 | Jun | 8:00 | 62.06 | 53.06 | 73 | 0 |  |  | 0
1979-06-01 | Jun | 9:00 | 66.02 | 53.06 | 63 | 0 |  |  | 0
1979-06-01 | Jun | 10:00 | 68 | 60.08 | 76 | 0 |  |  | 0
1979-06-01 | Jun | 11:00 | 69.98 | 48.92 | 47 | 0 |  |  | 0
1979-06-01 | Jun | 12:00 | 71.96 | 46.94 | 41 | 0 |  |  | 0
1979-06-01 | Jun | 13:00 | 73.94 | 46.94 | 38 | 0 |  |  | 0
1979-06-01 | Jun | 14:00 | 73.94 | 48.02 | 40 | 0 |  |  | 0
1979-06-01 | Jun | 15:00 | 75.02 | 46.94 | 37 | 0 |  |  | 0
1979-06-01 | Jun | 16:00 | 77 | 46.04 | 33 | 0 |  |  | 0
1979-06-01 | Jun | 17:00 | 75.02 | 42.98 | 32 | 0 |  |  | 0
1979-06-01 | Jun | 18:00 | 73.04 | 46.04 | 38 | 0 |  |  | 0
1979-06-01 | Jun | 19:00 | 69.08 | 46.04 | 44 | 0 |  |  | 0
1979-06-01 | Jun | 20:00 | 62.96 | 44.06 | 50 | 0 |  |  | 0
1979-06-01 | Jun | 21:00 | 57.02 | 42.08 | 57 | 0 |  |  | 0
1979-06-01 | Jun | 22:00 | 53.96 | 42.08 | 64 | 0 |  |  | 0
1979-06-01 | Jun | 23:00 | 55.04 | 46.04 | 72 | 0 |  |  | 0
1979-06-01 | Jun | 24:00 | 55.94 | 46.04 | 69 | 0 | 0 |  | 0
1979-06-02 | Jun | 1:00 | 55.94 | 48.02 | 75 | 0 |  |  | 0
1979-06-02 | Jun | 2:00 | 55.94 | 48.02 | 75 | 0 |  |  | 0
1979-06-02 | Jun | 3:00 | 55.94 | 48.02 | 75 | 0 |  |  | 0
1979-06-02 | Jun | 4:00 | 55.04 | 48.02 | 77 | 0 |  |  | 0
1979-06-02 | Jun | 5:00 | 53.96 | 48.92 | 83 | 0 |  |  | 0
1979-06-02 | Jun | 6:00 | 57.02 | 51.98 | 83 | 0 |  |  | 0
1979-06-02 | Jun | 7:00 | 64.04 | 50 | 61 | 0 |  |  | 0
1979-06-02 | Jun | 8:00 | 68 | 51.08 | 55 | 0 |  |  | 0
1979-06-02 | Jun | 9:00 | 71.06 | 51.98 | 51 | 0 |  |  | 0
1979-06-02 | Jun | 10:00 | 73.04 | 51.08 | 46 | 0 |  |  | 0
1979-06-02 | Jun | 11:00 | 75.92 | 50 | 40 | 0 |  |  | 0
1979-06-02 | Jun | 12:00 | 75.92 | 48.02 | 37 | 0 |  |  | 0
1979-06-02 | Jun | 13:00 | 77 | 51.08 | 40 | 0 |  |  | 0
1979-06-02 | Jun | 14:00 | 77 | 53.06 | 43 | 0 |  |  | 0
1979-06-02 | Jun | 15:00 | 77 | 51.98 | 42 | 0 |  |  | 0
1979-06-02 | Jun | 16:00 | 77 | 46.94 | 35 | 0 |  |  | 0
1979-06-02 | Jun | 17:00 | 75.92 | 50 | 40 | 0 |  |  | 0
1979-06-02 | Jun | 18:00 | 75.02 | 50 | 42 | 0 |  |  | 0
1979-06-02 | Jun | 19:00 | 71.06 | 48.92 | 46 | 0 |  |  | 0
1979-06-02 | Jun | 20:00 | 66.92 | 48.02 | 51 | 0 |  |  | 0
1979-06-02 | Jun | 21:00 | 62.96 | 46.94 | 56 | 0 |  |  | 0
1979-06-02 | Jun | 22:00 | 64.94 | 46.94 | 52 | 0 |  |  | 0
1979-06-02 | Jun | 23:00 | 60.98 | 44.96 | 56 | 0 |  |  | 0
1979-06-02 | Jun | 24:00 | 62.06 | 48.02 | 60 | 0 | 0 |  | 0
1979-06-03 | Jun | 1:00 | 62.06 | 48.92 | 63 | 0 |  |  | 0
1979-06-03 | Jun | 2:00 | 62.06 | 48.92 | 63 | 0 |  |  | 0
1979-06-03 | Jun | 3:00 | 60.08 | 48.92 | 67 | 0 |  |  | 0
1979-06-03 | Jun | 4:00 | 57.92 | 48.92 | 72 | 0 |  |  | 0
1979-06-03 | Jun | 5:00 | 57.02 | 48.92 | 75 | 0 |  |  | 0
1979-06-03 | Jun | 6:00 | 60.08 | 48.92 | 67 | 0 |  |  | 0
1979-06-03 | Jun | 7:00 | 64.04 | 51.98 | 65 | 0 |  |  | 0
1979-06-03 | Jun | 8:00 | 68 | 53.96 | 61 | 0 |  |  | 0
1979-06-03 | Jun | 9:00 | 71.96 | 53.96 | 53 | 0 |  |  | 0
1979-06-03 | Jun | 10:00 | 75.92 | 53.06 | 45 | 0 |  |  | 0
1979-06-03 | Jun | 11:00 | 78.08 | 50 | 38 | 0 |  |  | 0
1979-06-03 | Jun | 12:00 | 80.96 | 50 | 34 | 0 |  |  | 0
1979-06-03 | Jun | 13:00 | 84.02 | 44.96 | 26 | 0 |  |  | 0
1979-06-03 | Jun | 14:00 | 82.94 | 44.06 | 25 | 0 |  |  | 0
1979-06-03 | Jun | 15:00 | 78.08 | 44.96 | 31 | 0 |  |  | 0
1979-06-03 | Jun | 16:00 | 75.02 | 44.06 | 33 | 0 |  |  | 0
1979-06-03 | Jun | 17:00 | 73.94 | 44.96 | 36 | 0 |  |  | 0
1979-06-03 | Jun | 18:00 | 75.02 | 46.94 | 37 | 0 |  |  | 0
1979-06-03 | Jun | 19:00 | 69.98 | 46.04 | 42 | 0 |  |  | 0
1979-06-03 | Jun | 20:00 | 66.92 | 46.04 | 47 | 0 |  |  | 0
1979-06-03 | Jun | 21:00 | 64.04 | 44.96 | 50 | 0 |  |  | 0
1979-06-03 | Jun | 22:00 | 64.94 | 46.04 | 50 | 0 |  |  | 0
1979-06-03 | Jun | 23:00 | 62.06 | 46.94 | 58 | 0 |  |  | 0
1979-06-03 | Jun | 24:00 | 64.04 | 48.02 | 56 | 0 | 0 |  | 0
1979-06-04 | Jun | 1:00 | 62.96 | 48.02 | 58 | 0 |  |  | 0
1979-06-04 | Jun | 2:00 | 64.94 | 48.02 | 54 | 0 |  |  | 0
1979-06-04 | Jun | 3:00 | 66.92 | 48.02 | 51 | 0 |  |  | 0
1979-06-04 | Jun | 4:00 | 66.92 | 46.94 | 49 | 0 |  |  | 0
1979-06-04 | Jun | 5:00 | 66.02 | 48.02 | 52 | 0 |  |  | 0
1979-06-04 | Jun | 6:00 | 66.02 | 48.92 | 54 | 0 |  |  | 0
1979-06-04 | Jun | 7:00 | 71.06 | 51.08 | 49 | 0 |  |  | 0
1979-06-04 | Jun | 8:00 | 73.94 | 51.98 | 46 | 0 |  |  | 0
1979-06-04 | Jun | 9:00 | 80.06 | 53.96 | 41 | 0 |  |  | 0
1979-06-04 | Jun | 10:00 | 84.02 | 51.98 | 33 | 0 |  |  | 0
1979-06-04 | Jun | 11:00 | 86 | 48.92 | 28 | 0 |  |  | 0
1979-06-04 | Jun | 12:00 | 87.08 | 48.02 | 26 | 0 |  |  | 0
1979-06-04 | Jun | 13:00 | 84.02 | 46.94 | 28 | 0 |  |  | 0
1979-06-04 | Jun | 14:00 | 86 | 46.94 | 26 | 0 |  |  | 0
1979-06-04 | Jun | 15:00 | 84.92 | 48.02 | 28 | 0 |  |  | 0
1979-06-04 | Jun | 16:00 | 84.92 | 46.04 | 26 | 0 |  |  | 0
1979-06-04 | Jun | 17:00 | 82.94 | 44.96 | 26 | 0 |  |  | 0
1979-06-04 | Jun | 18:00 | 80.06 | 44.96 | 29 | 0 |  |  | 0
1979-06-04 | Jun | 19:00 | 78.98 | 46.04 | 31 | 0 |  |  | 0
1979-06-04 | Jun | 20:00 | 75.92 | 46.94 | 36 | 0 |  |  | 0
1979-06-04 | Jun | 21:00 | 71.06 | 53.06 | 53 | 0 |  |  | 0
1979-06-04 | Jun | 22:00 | 66.02 | 57.92 | 76 | 0 |  |  | 0
1979-06-04 | Jun | 23:00 | 62.96 | 57.92 | 84 | 0 |  |  | 0
1979-06-04 | Jun | 24:00 | 62.96 | 57.02 | 81 | 0 | 0 |  | 0
1979-06-05 | Jun | 1:00 | 64.94 | 57.92 | 78 | 0 |  |  | 0
1979-06-05 | Jun | 2:00 | 64.04 | 57.92 | 81 | 0 |  |  | 0
1979-06-05 | Jun | 3:00 | 64.94 | 60.08 | 84 | 0 |  |  | 0
1979-06-05 | Jun | 4:00 | 64.94 | 60.08 | 84 | 0 |  |  | 0
1979-06-05 | Jun | 5:00 | 64.04 | 59 | 84 | 0 |  |  | 0
1979-06-05 | Jun | 6:00 | 62.96 | 57.92 | 84 | 0 |  |  | 0
1979-06-05 | Jun | 7:00 | 62.96 | 55.04 | 75 | 0 |  |  | 0
1979-06-05 | Jun | 8:00 | 62.06 | 55.04 | 78 | 0 |  |  | 0
1979-06-05 | Jun | 9:00 | 62.06 | 55.04 | 78 | 0 |  |  | 0
1979-06-05 | Jun | 10:00 | 62.96 | 55.04 | 75 | 0 |  |  | 0
1979-06-05 | Jun | 11:00 | 66.92 | 55.94 | 68 | 0 |  |  | 0
1979-06-05 | Jun | 12:00 | 69.98 | 57.02 | 64 | 0 |  |  | 0
1979-06-05 | Jun | 13:00 | 68 | 57.02 | 68 | 0 |  |  | 0
1979-06-05 | Jun | 14:00 | 69.08 | 55.94 | 63 | 0 |  |  | 0
1979-06-05 | Jun | 15:00 | 69.08 | 55.94 | 63 | 0 |  |  | 0
1979-06-05 | Jun | 16:00 | 69.98 | 51.98 | 53 | 0 |  |  | 0
1979-06-05 | Jun | 17:00 | 66.92 | 46.94 | 49 | 0 |  |  | 0
1979-06-05 | Jun | 18:00 | 64.04 | 42.08 | 45 | 0 |  |  | 0
1979-06-05 | Jun | 19:00 | 60.08 | 39.02 | 46 | 0 |  |  | 0
1979-06-05 | Jun | 20:00 | 57.92 | 39.02 | 49 | 0 |  |  | 0
1979-06-05 | Jun | 21:00 | 55.94 | 39.02 | 53 | 0 |  |  | 0
1979-06-05 | Jun | 22:00 | 55.04 | 39.92 | 57 | 0 |  |  | 0
1979-06-05 | Jun | 23:00 | 55.04 | 39.92 | 57 | 0 |  |  | 0
1979-06-05 | Jun | 24:00 | 55.04 | 39.92 | 57 | 0 | 0 |  | 0
1979-06-06 | Jun | 1:00 | 55.04 | 41 | 59 | 0 |  |  | 0
1979-06-06 | Jun | 2:00 | 53.96 | 42.08 | 64 | 0 |  |  | 0
1979-06-06 | Jun | 3:00 | 51.98 | 42.98 | 72 | 0 |  |  | 0
1979-06-06 | Jun | 4:00 | 51.98 | 42.98 | 72 | 0 |  |  | 0
1979-06-06 | Jun | 5:00 | 51.98 | 44.96 | 77 | 0 |  |  | 0
1979-06-06 | Jun | 6:00 | 55.04 | 46.94 | 75 | 0 |  |  | 0
1979-06-06 | Jun | 7:00 | 60.08 | 51.08 | 72 | 0 |  |  | 0
1979-06-06 | Jun | 8:00 | 68 | 55.94 | 66 | 0 |  |  | 0
1979-06-06 | Jun | 9:00 | 73.94 | 59 | 60 | 0 |  |  | 0
1979-06-06 | Jun | 10:00 | 77 | 60.08 | 56 | 0 |  |  | 0
1979-06-06 | Jun | 11:00 | 82.04 | 60.08 | 47 | 0 |  |  | 0
1979-06-06 | Jun | 12:00 | 84.02 | 60.08 | 44 | 0 |  |  | 0
1979-06-06 | Jun | 13:00 | 87.08 | 60.98 | 42 | 0 |  |  | 0
1979-06-06 | Jun | 14:00 | 87.98 | 60.98 | 40 | 0 |  |  | 0
1979-06-06 | Jun | 15:00 | 89.06 | 60.08 | 38 | 0 |  |  | 0
1979-06-06 | Jun | 16:00 | 89.96 | 59 | 35 | 0 |  |  | 0
1979-06-06 | Jun | 17:00 | 86 | 60.08 | 42 | 0 |  |  | 0
1979-06-06 | Jun | 18:00 | 84.02 | 57.02 | 40 | 0 |  |  | 0
1979-06-06 | Jun | 19:00 | 80.06 | 57.02 | 45 | 0 |  |  | 0
1979-06-06 | Jun | 20:00 | 78.08 | 57.02 | 49 | 0 |  |  | 0
1979-06-06 | Jun | 21:00 | 80.06 | 62.06 | 54 | 0 |  |  | 0
1979-06-06 | Jun | 22:00 | 80.96 | 60.08 | 49 | 0 |  |  | 0
1979-06-06 | Jun | 23:00 | 80.06 | 60.08 | 51 | 0 |  |  | 0
1979-06-06 | Jun | 24:00 | 78.08 | 60.98 | 56 | 0 | 0 |  | 0
1979-06-07 | Jun | 1:00 | 75.02 | 60.98 | 62 | 0 |  |  | 0
1979-06-07 | Jun | 2:00 | 75.02 | 62.06 | 64 | 0 |  |  | 0
1979-06-07 | Jun | 3:00 | 75.92 | 62.06 | 62 | 0 |  |  | 0
1979-06-07 | Jun | 4:00 | 73.94 | 64.04 | 71 | 0 |  |  | 0
1979-06-07 | Jun | 5:00 | 73.04 | 64.94 | 76 | 0 |  |  | 0
1979-06-07 | Jun | 6:00 | 73.94 | 66.02 | 76 | 0 |  |  | 0
1979-06-07 | Jun | 7:00 | 77 | 66.92 | 71 | 0 |  |  | 0
1979-06-07 | Jun | 8:00 | 78.08 | 68 | 71 | 0 |  |  | 0
1979-06-07 | Jun | 9:00 | 75.92 | 68 | 76 | 0 |  |  | 0
1979-06-07 | Jun | 10:00 | 75.02 | 69.98 | 85 | 0 |  |  | 0
1979-06-07 | Jun | 11:00 | 69.08 | 64.94 | 87 | 0 |  |  | 0
1979-06-07 | Jun | 12:00 | 69.08 | 66.02 | 90 | 0 |  |  | 0
1979-06-07 | Jun | 13:00 | 73.04 | 68 | 84 | 0 |  |  | 0
1979-06-07 | Jun | 14:00 | 75.02 | 69.98 | 85 | 0 |  |  | 0
1979-06-07 | Jun | 15:00 | 75.02 | 69.08 | 82 | 0 |  |  | 0
1979-06-07 | Jun | 16:00 | 78.08 | 69.98 | 77 | 0 |  |  | 0
1979-06-07 | Jun | 17:00 | 78.08 | 69.08 | 74 | 0 |  |  | 0
1979-06-07 | Jun | 18:00 | 80.06 | 69.08 | 69 | 0 |  |  | 0
1979-06-07 | Jun | 19:00 | 77 | 68 | 74 | 0 |  |  | 0
1979-06-07 | Jun | 20:00 | 75.02 | 68 | 79 | 0 |  |  | 0
1979-06-07 | Jun | 21:00 | 73.94 | 69.08 | 84 | 0 |  |  | 0
1979-06-07 | Jun | 22:00 | 73.94 | 69.08 | 84 | 0 |  |  | 0
1979-06-07 | Jun | 23:00 | 73.94 | 68 | 82 | 0 |  |  | 0
1979-06-07 | Jun | 24:00 | 73.94 | 69.08 | 84 | 0 | 0 |  | 0
1979-06-08 | Jun | 1:00 | 71.96 | 68 | 87 | 0 |  |  | 0
1979-06-08 | Jun | 2:00 | 71.06 | 68 | 90 | 0 |  |  | 0
1979-06-08 | Jun | 3:00 | 71.96 | 68 | 87 | 0 |  |  | 0
1979-06-08 | Jun | 4:00 | 71.06 | 68 | 90 | 0 |  |  | 0
1979-06-08 | Jun | 5:00 | 69.98 | 66.92 | 90 | 0 |  |  | 0
1979-06-08 | Jun | 6:00 | 73.04 | 69.98 | 90 | 0 |  |  | 0
1979-06-08 | Jun | 7:00 | 77 | 71.06 | 82 | 0 |  |  | 0
1979-06-08 | Jun | 8:00 | 82.04 | 71.96 | 72 | 0 |  |  | 0
1979-06-08 | Jun | 9:00 | 84.02 | 73.94 | 72 | 0 |  |  | 0
1979-06-08 | Jun | 10:00 | 84.92 | 73.94 | 70 | 0 |  |  | 0
1979-06-08 | Jun | 11:00 | 87.08 | 73.94 | 65 | 0 |  |  | 0
1979-06-08 | Jun | 12:00 | 87.98 | 73.94 | 63 | 0 |  |  | 0
1979-06-08 | Jun | 13:00 | 91.94 | 73.94 | 56 | 0 |  |  | 0
1979-06-08 | Jun | 14:00 | 84.92 | 68 | 57 | 0 |  |  | 0
1979-06-08 | Jun | 15:00 | 75.92 | 69.98 | 82 | 0 |  |  | 0
1979-06-08 | Jun | 16:00 | 73.94 | 69.98 | 87 | 0 |  |  | 0
1979-06-08 | Jun | 17:00 | 75.92 | 69.98 | 82 | 0 |  |  | 0
1979-06-08 | Jun | 18:00 | 75.02 | 68 | 79 | 0 |  |  | 0
1979-06-08 | Jun | 19:00 | 68 | 64.94 | 90 | 0 |  |  | 0
1979-06-08 | Jun | 20:00 | 64.94 | 62.06 | 90 | 0 |  |  | 0
1979-06-08 | Jun | 21:00 | 64.04 | 60.98 | 90 | 0 |  |  | 0
1979-06-08 | Jun | 22:00 | 60.08 | 60.08 | 100 | 0 |  |  | 0
1979-06-08 | Jun | 23:00 | 60.08 | 60.08 | 100 | 0 |  |  | 0
1979-06-08 | Jun | 24:00 | 60.98 | 60.08 | 97 | 0 | 0 |  | 0
1979-06-09 | Jun | 1:00 | 62.06 | 60.08 | 93 | 0 |  |  | 0
1979-06-09 | Jun | 2:00 | 62.06 | 60.98 | 97 | 0 |  |  | 0
1979-06-09 | Jun | 3:00 | 62.96 | 60.98 | 93 | 0 |  |  | 0
1979-06-09 | Jun | 4:00 | 62.96 | 60.98 | 93 | 0 |  |  | 0
1979-06-09 | Jun | 5:00 | 64.94 | 62.06 | 90 | 0 |  |  | 0
1979-06-09 | Jun | 6:00 | 66.02 | 62.96 | 90 | 0 |  |  | 0
1979-06-09 | Jun | 7:00 | 66.92 | 64.04 | 90 | 0 |  |  | 0
1979-06-09 | Jun | 8:00 | 69.08 | 64.94 | 87 | 0 |  |  | 0
1979-06-09 | Jun | 9:00 | 69.08 | 64.94 | 87 | 0 |  |  | 0
1979-06-09 | Jun | 10:00 | 73.04 | 66.02 | 79 | 0 |  |  | 0
1979-06-09 | Jun | 11:00 | 78.98 | 69.98 | 74 | 0 |  |  | 0
1979-06-09 | Jun | 12:00 | 80.06 | 69.98 | 72 | 0 |  |  | 0
1979-06-09 | Jun | 13:00 | 78.08 | 66.92 | 69 | 0 |  |  | 0
1979-06-09 | Jun | 14:00 | 77 | 64.94 | 67 | 0 |  |  | 0
1979-06-09 | Jun | 15:00 | 75.92 | 64.94 | 69 | 0 |  |  | 0
1979-06-09 | Jun | 16:00 | 75.92 | 64.94 | 69 | 0 |  |  | 0
1979-06-09 | Jun | 17:00 | 73.94 | 64.04 | 71 | 0 |  |  | 0
1979-06-09 | Jun | 18:00 | 69.98 | 62.06 | 76 | 0 |  |  | 0
1979-06-09 | Jun | 19:00 | 69.08 | 64.04 | 84 | 0 |  |  | 0
1979-06-09 | Jun | 20:00 | 68 | 64.94 | 90 | 0 |  |  | 0
1979-06-09 | Jun | 21:00 | 69.08 | 66.02 | 90 | 0 |  |  | 0
1979-06-09 | Jun | 22:00 | 68 | 66.02 | 93 | 0 |  |  | 0
1979-06-09 | Jun | 23:00 | 68 | 66.92 | 97 | 0 |  |  | 0
1979-06-09 | Jun | 24:00 | 69.08 | 66.02 | 90 | 0 | 0 |  | 0
1979-06-10 | Jun | 1:00 | 69.98 | 68 | 93 | 0 |  |  | 0
1979-06-10 | Jun | 2:00 | 69.98 | 68 | 93 | 0 |  |  | 0
1979-06-10 | Jun | 3:00 | 73.04 | 69.98 | 90 | 0 |  |  | 0
1979-06-10 | Jun | 4:00 | 71.96 | 69.08 | 90 | 0 |  |  | 0
1979-06-10 | Jun | 5:00 | 71.96 | 69.08 | 90 | 0 |  |  | 0
1979-06-10 | Jun | 6:00 | 71.96 | 69.98 | 93 | 0 |  |  | 0
1979-06-10 | Jun | 7:00 | 73.94 | 71.06 | 90 | 0 |  |  | 0
1979-06-10 | Jun | 8:00 | 68 | 62.96 | 84 | 0 |  |  | 0
1979-06-10 | Jun | 9:00 | 64.94 | 59 | 81 | 0 |  |  | 0
1979-06-10 | Jun | 10:00 | 60.08 | 53.96 | 81 | 0 |  |  | 0
1979-06-10 | Jun | 11:00 | 60.98 | 51.98 | 72 | 0 |  |  | 0
1979-06-10 | Jun | 12:00 | 60.98 | 51.98 | 72 | 0 |  |  | 0
1979-06-10 | Jun | 13:00 | 60.98 | 51.98 | 72 | 0 |  |  | 0
1979-06-10 | Jun | 14:00 | 60.08 | 51.98 | 75 | 0 |  |  | 0
1979-06-10 | Jun | 15:00 | 60.98 | 51.08 | 70 | 0 |  |  | 0
1979-06-10 | Jun | 16:00 | 60.98 | 50 | 67 | 0 |  |  | 0
1979-06-10 | Jun | 17:00 | 60.98 | 48.92 | 65 | 0 |  |  | 0
1979-06-10 | Jun | 18:00 | 60.98 | 48.92 | 65 | 0 |  |  | 0
1979-06-10 | Jun | 19:00 | 60.98 | 46.94 | 60 | 0 |  |  | 0
1979-06-10 | Jun | 20:00 | 60.98 | 50 | 67 | 0 |  |  | 0
1979-06-10 | Jun | 21:00 | 57.02 | 48.92 | 75 | 0 |  |  | 0
1979-06-10 | Jun | 22:00 | 53.06 | 46.04 | 77 | 0 |  |  | 0
1979-06-10 | Jun | 23:00 | 53.96 | 46.94 | 77 | 0 |  |  | 0
1979-06-10 | Jun | 24:00 | 55.94 | 50 | 80 | 0 | 0 |  | 0
1979-06-11 | Jun | 1:00 | 55.94 | 50 | 80 | 0 |  |  | 0
1979-06-11 | Jun | 2:00 | 55.94 | 50 | 80 | 0 |  |  | 0
1979-06-11 | Jun | 3:00 | 55.94 | 50 | 80 | 0 |  |  | 0
1979-06-11 | Jun | 4:00 | 55.94 | 50 | 80 | 0 |  |  | 0
1979-06-11 | Jun | 5:00 | 55.04 | 48.92 | 80 | 0 |  |  | 0
1979-06-11 | Jun | 6:00 | 60.08 | 51.98 | 75 | 0 |  |  | 0
1979-06-11 | Jun | 7:00 | 64.04 | 51.98 | 65 | 0 |  |  | 0
1979-06-11 | Jun | 8:00 | 66.92 | 53.06 | 61 | 0 |  |  | 0
1979-06-11 | Jun | 9:00 | 69.98 | 55.04 | 59 | 0 |  |  | 0
1979-06-11 | Jun | 10:00 | 73.04 | 53.96 | 51 | 0 |  |  | 0
1979-06-11 | Jun | 11:00 | 73.94 | 53.96 | 50 | 0 |  |  | 0
1979-06-11 | Jun | 12:00 | 75.92 | 51.98 | 43 | 0 |  |  | 0
1979-06-11 | Jun | 13:00 | 77 | 48.92 | 37 | 0 |  |  | 0
1979-06-11 | Jun | 14:00 | 78.08 | 53.96 | 44 | 0 |  |  | 0
1979-06-11 | Jun | 15:00 | 78.08 | 53.06 | 42 | 0 |  |  | 0
1979-06-11 | Jun | 16:00 | 78.08 | 51.08 | 39 | 0 |  |  | 0
1979-06-11 | Jun | 17:00 | 77 | 51.08 | 40 | 0 |  |  | 0
1979-06-11 | Jun | 18:00 | 75.92 | 51.98 | 43 | 0 |  |  | 0
1979-06-11 | Jun | 19:00 | 73.94 | 51.08 | 45 | 0 |  |  | 0
1979-06-11 | Jun | 20:00 | 68 | 42.98 | 41 | 0 |  |  | 0
1979-06-11 | Jun | 21:00 | 60.98 | 46.94 | 60 | 0 |  |  | 0
1979-06-11 | Jun | 22:00 | 60.08 | 46.94 | 62 | 0 |  |  | 0
1979-06-11 | Jun | 23:00 | 57.92 | 46.94 | 67 | 0 |  |  | 0
1979-06-11 | Jun | 24:00 | 57.92 | 48.02 | 70 | 0 | 0 |  | 0
1979-06-12 | Jun | 1:00 | 59 | 48.02 | 67 | 0 |  |  | 0
1979-06-12 | Jun | 2:00 | 55.94 | 48.02 | 75 | 0 |  |  | 0
1979-06-12 | Jun | 3:00 | 57.92 | 46.94 | 67 | 0 |  |  | 0
1979-06-12 | Jun | 4:00 | 55.04 | 48.02 | 77 | 0 |  |  | 0
1979-06-12 | Jun | 5:00 | 55.04 | 48.02 | 77 | 0 |  |  | 0
1979-06-12 | Jun | 6:00 | 57.02 | 48.92 | 75 | 0 |  |  | 0
1979-06-12 | Jun | 7:00 | 62.06 | 50 | 65 | 0 |  |  | 0
1979-06-12 | Jun | 8:00 | 66.02 | 50 | 57 | 0 |  |  | 0
1979-06-12 | Jun | 9:00 | 68 | 50 | 53 | 0 |  |  | 0
1979-06-12 | Jun | 10:00 | 71.06 | 51.98 | 51 | 0 |  |  | 0
1979-06-12 | Jun | 11:00 | 68 | 48.92 | 51 | 0 |  |  | 0
1979-06-12 | Jun | 12:00 | 66.02 | 46.04 | 49 | 0 |  |  | 0
1979-06-12 | Jun | 13:00 | 66.02 | 46.04 | 49 | 0 |  |  | 0
1979-06-12 | Jun | 14:00 | 71.96 | 48.92 | 44 | 0 |  |  | 0
1979-06-12 | Jun | 15:00 | 71.96 | 48.02 | 43 | 0 |  |  | 0
1979-06-12 | Jun | 16:00 | 71.96 | 44.06 | 37 | 0 |  |  | 0
1979-06-12 | Jun | 17:00 | 69.08 | 41 | 36 | 0 |  |  | 0
1979-06-12 | Jun | 18:00 | 66.92 | 39.02 | 36 | 0 |  |  | 0
1979-06-12 | Jun | 19:00 | 64.94 | 39.02 | 39 | 0 |  |  | 0
1979-06-12 | Jun | 20:00 | 62.96 | 37.94 | 40 | 0 |  |  | 0
1979-06-12 | Jun | 21:00 | 60.98 | 39.02 | 44 | 0 |  |  | 0
1979-06-12 | Jun | 22:00 | 60.08 | 39.92 | 48 | 0 |  |  | 0
1979-06-12 | Jun | 23:00 | 59 | 39.92 | 50 | 0 |  |  | 0
1979-06-12 | Jun | 24:00 | 59 | 42.98 | 56 | 0 | 0 |  | 0
1979-06-13 | Jun | 1:00 | 55.94 | 48.92 | 78 | 0 |  |  | 0
1979-06-13 | Jun | 2:00 | 55.94 | 51.98 | 87 | 0 |  |  | 0
1979-06-13 | Jun | 3:00 | 59 | 53.06 | 81 | 0 |  |  | 0
1979-06-13 | Jun | 4:00 | 60.08 | 51.08 | 72 | 0 |  |  | 0
1979-06-13 | Jun | 5:00 | 60.98 | 51.08 | 70 | 0 |  |  | 0
1979-06-13 | Jun | 6:00 | 60.98 | 53.06 | 75 | 0 |  |  | 0
1979-06-13 | Jun | 7:00 | 62.96 | 55.04 | 75 | 0 |  |  | 0
1979-06-13 | Jun | 8:00 | 66.92 | 57.92 | 73 | 0 |  |  | 0
1979-06-13 | Jun | 9:00 | 69.98 | 60.08 | 71 | 0 |  |  | 0
1979-06-13 | Jun | 10:00 | 71.96 | 60.08 | 66 | 0 |  |  | 0
1979-06-13 | Jun | 11:00 | 71.96 | 60.08 | 66 | 0 |  |  | 0
1979-06-13 | Jun | 12:00 | 73.04 | 60.08 | 64 | 0 |  |  | 0
1979-06-13 | Jun | 13:00 | 71.96 | 62.06 | 71 | 0 |  |  | 0
1979-06-13 | Jun | 14:00 | 68 | 60.98 | 78 | 0 |  |  | 0
1979-06-13 | Jun | 15:00 | 71.96 | 60.98 | 68 | 0 |  |  | 0
1979-06-13 | Jun | 16:00 | 73.04 | 60.98 | 66 | 0 |  |  | 0
1979-06-13 | Jun | 17:00 | 73.04 | 60.98 | 66 | 0 |  |  | 0
1979-06-13 | Jun | 18:00 | 71.96 | 60.98 | 68 | 0 |  |  | 0
1979-06-13 | Jun | 19:00 | 71.06 | 59 | 66 | 0 |  |  | 0
1979-06-13 | Jun | 20:00 | 69.08 | 59 | 71 | 0 |  |  | 0
1979-06-13 | Jun | 21:00 | 68 | 59 | 73 | 0 |  |  | 0
1979-06-13 | Jun | 22:00 | 66.02 | 59 | 78 | 0 |  |  | 0
1979-06-13 | Jun | 23:00 | 64.94 | 60.08 | 84 | 0 |  |  | 0
1979-06-13 | Jun | 24:00 | 64.94 | 59 | 81 | 0 | 0 |  | 0
1979-06-14 | Jun | 1:00 | 64.04 | 59 | 84 | 0 |  |  | 0
1979-06-14 | Jun | 2:00 | 64.04 | 59 | 84 | 0 |  |  | 0
1979-06-14 | Jun | 3:00 | 64.04 | 60.08 | 87 | 0 |  |  | 0
1979-06-14 | Jun | 4:00 | 62.96 | 59 | 87 | 0 |  |  | 0
1979-06-14 | Jun | 5:00 | 64.04 | 60.08 | 87 | 0 |  |  | 0
1979-06-14 | Jun | 6:00 | 64.94 | 60.08 | 84 | 0 |  |  | 0
1979-06-14 | Jun | 7:00 | 69.08 | 60.98 | 76 | 0 |  |  | 0
1979-06-14 | Jun | 8:00 | 71.96 | 62.06 | 71 | 0 |  |  | 0
1979-06-14 | Jun | 9:00 | 75.02 | 64.04 | 69 | 0 |  |  | 0
1979-06-14 | Jun | 10:00 | 78.08 | 64.94 | 64 | 0 |  |  | 0
1979-06-14 | Jun | 11:00 | 80.06 | 64.94 | 60 | 0 |  |  | 0
1979-06-14 | Jun | 12:00 | 80.96 | 64.94 | 58 | 0 |  |  | 0
1979-06-14 | Jun | 13:00 | 82.94 | 66.02 | 57 | 0 |  |  | 0
1979-06-14 | Jun | 14:00 | 86 | 64.94 | 50 | 0 |  |  | 0
1979-06-14 | Jun | 15:00 | 86 | 62.96 | 46 | 0 |  |  | 0
1979-06-14 | Jun | 16:00 | 84.92 | 62.06 | 46 | 0 |  |  | 0
1979-06-14 | Jun | 17:00 | 86 | 60.98 | 43 | 0 |  |  | 0
1979-06-14 | Jun | 18:00 | 84.92 | 60.08 | 43 | 0 |  |  | 0
1979-06-14 | Jun | 19:00 | 84.02 | 57.92 | 41 | 0 |  |  | 0
1979-06-14 | Jun | 20:00 | 80.06 | 57.92 | 47 | 0 |  |  | 0
1979-06-14 | Jun | 21:00 | 78.08 | 57.92 | 50 | 0 |  |  | 0
1979-06-14 | Jun | 22:00 | 78.98 | 59 | 50 | 0 |  |  | 0
1979-06-14 | Jun | 23:00 | 78.98 | 59 | 50 | 0 |  |  | 0
1979-06-14 | Jun | 24:00 | 77 | 59 | 54 | 0 | 0 |  | 0
1979-06-15 | Jun | 1:00 | 77 | 57.92 | 52 | 0 |  |  | 0
1979-06-15 | Jun | 2:00 | 75.02 | 57.92 | 56 | 0 |  |  | 0
1979-06-15 | Jun | 3:00 | 73.94 | 57.92 | 58 | 0 |  |  | 0
1979-06-15 | Jun | 4:00 | 73.04 | 57.92 | 59 | 0 |  |  | 0
1979-06-15 | Jun | 5:00 | 71.96 | 59 | 64 | 0 |  |  | 0
1979-06-15 | Jun | 6:00 | 73.04 | 60.08 | 64 | 0 |  |  | 0
1979-06-15 | Jun | 7:00 | 75.92 | 60.98 | 60 | 0 |  |  | 0
1979-06-15 | Jun | 8:00 | 78.08 | 62.96 | 60 | 0 |  |  | 0
1979-06-15 | Jun | 9:00 | 80.06 | 62.96 | 56 | 0 |  |  | 0
1979-06-15 | Jun | 10:00 | 82.94 | 64.04 | 53 | 0 |  |  | 0
1979-06-15 | Jun | 11:00 | 84.92 | 62.96 | 48 | 0 |  |  | 0
1979-06-15 | Jun | 12:00 | 86 | 62.96 | 46 | 0 |  |  | 0
1979-06-15 | Jun | 13:00 | 87.98 | 64.04 | 45 | 0 |  |  | 0
1979-06-15 | Jun | 14:00 | 89.06 | 62.06 | 41 | 0 |  |  | 0
1979-06-15 | Jun | 15:00 | 89.06 | 62.06 | 41 | 0 |  |  | 0
1979-06-15 | Jun | 16:00 | 89.06 | 60.98 | 39 | 0 |  |  | 0
1979-06-15 | Jun | 17:00 | 87.98 | 59 | 38 | 0 |  |  | 0
1979-06-15 | Jun | 18:00 | 87.08 | 57.92 | 37 | 0 |  |  | 0
1979-06-15 | Jun | 19:00 | 84.92 | 55.94 | 37 | 0 |  |  | 0
1979-06-15 | Jun | 20:00 | 82.94 | 55.94 | 40 | 0 |  |  | 0
1979-06-15 | Jun | 21:00 | 80.96 | 55.04 | 41 | 0 |  |  | 0
1979-06-15 | Jun | 22:00 | 78.98 | 55.94 | 45 | 0 |  |  | 0
1979-06-15 | Jun | 23:00 | 78.08 | 55.94 | 47 | 0 |  |  | 0
1979-06-15 | Jun | 24:00 | 77 | 55.94 | 48 | 0 | 0 |  | 0
1979-06-16 | Jun | 1:00 | 75.02 | 55.94 | 52 | 0 |  |  | 0
1979-06-16 | Jun | 2:00 | 73.94 | 55.04 | 52 | 0 |  |  | 0
1979-06-16 | Jun | 3:00 | 71.96 | 55.04 | 55 | 0 |  |  | 0
1979-06-16 | Jun | 4:00 | 71.06 | 55.04 | 57 | 0 |  |  | 0
1979-06-16 | Jun | 5:00 | 69.08 | 55.04 | 61 | 0 |  |  | 0
1979-06-16 | Jun | 6:00 | 71.06 | 57.02 | 61 | 0 |  |  | 0
1979-06-16 | Jun | 7:00 | 75.02 | 59 | 58 | 0 |  |  | 0
1979-06-16 | Jun | 8:00 | 77 | 60.08 | 56 | 0 |  |  | 0
1979-06-16 | Jun | 9:00 | 80.06 | 62.06 | 54 | 0 |  |  | 0
1979-06-16 | Jun | 10:00 | 82.04 | 62.96 | 53 | 0 |  |  | 0
1979-06-16 | Jun | 11:00 | 84.02 | 64.04 | 51 | 0 |  |  | 0
1979-06-16 | Jun | 12:00 | 86 | 62.96 | 46 | 0 |  |  | 0
1979-06-16 | Jun | 13:00 | 87.08 | 62.96 | 45 | 0 |  |  | 0
1979-06-16 | Jun | 14:00 | 87.98 | 62.96 | 43 | 0 |  |  | 0
1979-06-16 | Jun | 15:00 | 87.98 | 60.98 | 40 | 0 |  |  | 0
1979-06-16 | Jun | 16:00 | 87.98 | 60.08 | 39 | 0 |  |  | 0
1979-06-16 | Jun | 17:00 | 87.08 | 60.08 | 40 | 0 |  |  | 0
1979-06-16 | Jun | 18:00 | 86 | 57.92 | 39 | 0 |  |  | 0
1979-06-16 | Jun | 19:00 | 84.92 | 57.92 | 40 | 0 |  |  | 0
1979-06-16 | Jun | 20:00 | 82.94 | 57.02 | 41 | 0 |  |  | 0
1979-06-16 | Jun | 21:00 | 82.04 | 57.02 | 43 | 0 |  |  | 0
1979-06-16 | Jun | 22:00 | 82.04 | 57.02 | 43 | 0 |  |  | 0
1979-06-16 | Jun | 23:00 | 80.06 | 57.02 | 45 | 0 |  |  | 0
1979-06-16 | Jun | 24:00 | 78.08 | 57.92 | 50 | 0 | 0 |  | 0
1979-06-17 | Jun | 1:00 | 77 | 59 | 54 | 0 |  |  | 0
1979-06-17 | Jun | 2:00 | 75.92 | 60.08 | 58 | 0 |  |  | 0
1979-06-17 | Jun | 3:00 | 75.02 | 60.98 | 62 | 0 |  |  | 0
1979-06-17 | Jun | 4:00 | 73.94 | 62.06 | 66 | 0 |  |  | 0
1979-06-17 | Jun | 5:00 | 73.94 | 64.04 | 71 | 0 |  |  | 0
1979-06-17 | Jun | 6:00 | 73.94 | 64.94 | 74 | 0 |  |  | 0
1979-06-17 | Jun | 7:00 | 71.96 | 62.06 | 71 | 0 |  |  | 0
1979-06-17 | Jun | 8:00 | 73.94 | 62.96 | 69 | 0 |  |  | 0
1979-06-17 | Jun | 9:00 | 73.94 | 62.96 | 69 | 0 |  |  | 0
1979-06-17 | Jun | 10:00 | 68 | 57.92 | 71 | 0 |  |  | 0
1979-06-17 | Jun | 11:00 | 69.98 | 60.08 | 71 | 0 |  |  | 0
1979-06-17 | Jun | 12:00 | 69.98 | 59 | 68 | 0 |  |  | 0
1979-06-17 | Jun | 13:00 | 69.98 | 57.92 | 66 | 0 |  |  | 0
1979-06-17 | Jun | 14:00 | 71.96 | 57.92 | 62 | 0 |  |  | 0
1979-06-17 | Jun | 15:00 | 71.06 | 55.94 | 59 | 0 |  |  | 0
1979-06-17 | Jun | 16:00 | 69.08 | 55.04 | 61 | 0 |  |  | 0
1979-06-17 | Jun | 17:00 | 66.02 | 53.96 | 65 | 0 |  |  | 0
1979-06-17 | Jun | 18:00 | 64.94 | 55.04 | 70 | 0 |  |  | 0
1979-06-17 | Jun | 19:00 | 62.06 | 51.98 | 70 | 0 |  |  | 0
1979-06-17 | Jun | 20:00 | 60.08 | 51.08 | 72 | 0 |  |  | 0
1979-06-17 | Jun | 21:00 | 60.08 | 50 | 70 | 0 |  |  | 0
1979-06-17 | Jun | 22:00 | 60.08 | 50 | 70 | 0 |  |  | 0
1979-06-17 | Jun | 23:00 | 60.08 | 50 | 70 | 0 |  |  | 0
1979-06-17 | Jun | 24:00 | 59 | 51.08 | 75 | 0 | 0 |  | 0
1979-06-18 | Jun | 1:00 | 59 | 51.98 | 78 | 0 |  |  | 0
1979-06-18 | Jun | 2:00 | 57.02 | 51.98 | 83 | 0 |  |  | 0
1979-06-18 | Jun | 3:00 | 55.94 | 51.98 | 87 | 0 |  |  | 0
1979-06-18 | Jun | 4:00 | 55.94 | 51.98 | 87 | 0 |  |  | 0
1979-06-18 | Jun | 5:00 | 55.94 | 53.06 | 90 | 0 |  |  | 0
1979-06-18 | Jun | 6:00 | 55.94 | 51.98 | 87 | 0 |  |  | 0
1979-06-18 | Jun | 7:00 | 57.92 | 53.96 | 87 | 0 |  |  | 0
1979-06-18 | Jun | 8:00 | 60.98 | 53.96 | 78 | 0 |  |  | 0
1979-06-18 | Jun | 9:00 | 62.06 | 53.96 | 75 | 0 |  |  | 0
1979-06-18 | Jun | 10:00 | 62.96 | 53.06 | 70 | 0 |  |  | 0
1979-06-18 | Jun | 11:00 | 60.98 | 51.98 | 72 | 0 |  |  | 0
1979-06-18 | Jun | 12:00 | 59 | 53.06 | 81 | 0 |  |  | 0
1979-06-18 | Jun | 13:00 | 60.08 | 55.94 | 87 | 0 |  |  | 0
1979-06-18 | Jun | 14:00 | 62.96 | 55.04 | 75 | 0 |  |  | 0
1979-06-18 | Jun | 15:00 | 64.94 | 55.04 | 70 | 0 |  |  | 0
1979-06-18 | Jun | 16:00 | 66.02 | 53.96 | 65 | 0 |  |  | 0
1979-06-18 | Jun | 17:00 | 64.94 | 51.08 | 61 | 0 |  |  | 0
1979-06-18 | Jun | 18:00 | 62.96 | 50 | 63 | 0 |  |  | 0
1979-06-18 | Jun | 19:00 | 60.08 | 48.02 | 65 | 0 |  |  | 0
1979-06-18 | Jun | 20:00 | 57.02 | 46.94 | 69 | 0 |  |  | 0
1979-06-18 | Jun | 21:00 | 55.94 | 46.04 | 69 | 0 |  |  | 0
1979-06-18 | Jun | 22:00 | 55.94 | 46.94 | 72 | 0 |  |  | 0
1979-06-18 | Jun | 23:00 | 57.02 | 48.02 | 72 | 0 |  |  | 0
1979-06-18 | Jun | 24:00 | 57.02 | 50 | 78 | 0 | 0 |  | 0
1979-06-19 | Jun | 1:00 | 57.92 | 51.08 | 78 | 0 |  |  | 0
1979-06-19 | Jun | 2:00 | 62.06 | 51.98 | 70 | 0 |  |  | 0
1979-06-19 | Jun | 3:00 | 62.06 | 53.06 | 73 | 0 |  |  | 0
1979-06-19 | Jun | 4:00 | 62.06 | 53.06 | 73 | 0 |  |  | 0
1979-06-19 | Jun | 5:00 | 62.96 | 53.96 | 72 | 0 |  |  | 0
1979-06-19 | Jun | 6:00 | 64.04 | 53.06 | 68 | 0 |  |  | 0
1979-06-19 | Jun | 7:00 | 64.94 | 53.96 | 68 | 0 |  |  | 0
1979-06-19 | Jun | 8:00 | 69.08 | 57.02 | 66 | 0 |  |  | 0
1979-06-19 | Jun | 9:00 | 71.96 | 60.08 | 66 | 0 |  |  | 0
1979-06-19 | Jun | 10:00 | 75.02 | 62.06 | 64 | 0 |  |  | 0
1979-06-19 | Jun | 11:00 | 73.04 | 60.08 | 64 | 0 |  |  | 0
1979-06-19 | Jun | 12:00 | 75.92 | 64.04 | 66 | 0 |  |  | 0
1979-06-19 | Jun | 13:00 | 80.96 | 68 | 65 | 0 |  |  | 0
1979-06-19 | Jun | 14:00 | 82.04 | 69.08 | 65 | 0 |  |  | 0
1979-06-19 | Jun | 15:00 | 82.94 | 69.98 | 65 | 0 |  |  | 0
1979-06-19 | Jun | 16:00 | 84.02 | 69.98 | 63 | 0 |  |  | 0
1979-06-19 | Jun | 17:00 | 84.02 | 69.98 | 63 | 0 |  |  | 0
1979-06-19 | Jun | 18:00 | 82.04 | 69.08 | 65 | 0 |  |  | 0
1979-06-19 | Jun | 19:00 | 80.06 | 68 | 67 | 0 |  |  | 0
1979-06-19 | Jun | 20:00 | 78.98 | 68 | 69 | 0 |  |  | 0
1979-06-19 | Jun | 21:00 | 78.08 | 68 | 71 | 0 |  |  | 0
1979-06-19 | Jun | 22:00 | 78.08 | 68 | 71 | 0 |  |  | 0
1979-06-19 | Jun | 23:00 | 77 | 68 | 74 | 0 |  |  | 0
1979-06-19 | Jun | 24:00 | 75.92 | 68 | 76 | 0 | 0 |  | 0
1979-06-20 | Jun | 1:00 | 77 | 68 | 74 | 0 |  |  | 0
1979-06-20 | Jun | 2:00 | 75.92 | 68 | 76 | 0 |  |  | 0
1979-06-20 | Jun | 3:00 | 75.92 | 69.08 | 79 | 0 |  |  | 0
1979-06-20 | Jun | 4:00 | 75.92 | 68 | 76 | 0 |  |  | 0
1979-06-20 | Jun | 5:00 | 75.92 | 68 | 76 | 0 |  |  | 0
1979-06-20 | Jun | 6:00 | 77 | 69.08 | 76 | 0 |  |  | 0
1979-06-20 | Jun | 7:00 | 77 | 69.08 | 76 | 0 |  |  | 0
1979-06-20 | Jun | 8:00 | 78.08 | 69.08 | 74 | 0 |  |  | 0
1979-06-20 | Jun | 9:00 | 80.96 | 69.98 | 69 | 0 |  |  | 0
1979-06-20 | Jun | 10:00 | 82.94 | 69.08 | 63 | 0 |  |  | 0
1979-06-20 | Jun | 11:00 | 84.92 | 69.98 | 61 | 0 |  |  | 0
1979-06-20 | Jun | 12:00 | 86 | 69.98 | 59 | 0 |  |  | 0
1979-06-20 | Jun | 13:00 | 87.98 | 71.06 | 57 | 0 |  |  | 0
1979-06-20 | Jun | 14:00 | 89.96 | 71.06 | 54 | 0 |  |  | 0
1979-06-20 | Jun | 15:00 | 89.96 | 71.06 | 54 | 0 |  |  | 0
1979-06-20 | Jun | 16:00 | 89.06 | 64.94 | 45 | 0 |  |  | 0
1979-06-20 | Jun | 17:00 | 89.06 | 62.06 | 41 | 0 |  |  | 0
1979-06-20 | Jun | 18:00 | 86 | 60.98 | 43 | 0 |  |  | 0
1979-06-20 | Jun | 19:00 | 82.94 | 60.08 | 46 | 0 |  |  | 0
1979-06-20 | Jun | 20:00 | 78.08 | 57.92 | 50 | 0 |  |  | 0
1979-06-20 | Jun | 21:00 | 71.96 | 59 | 64 | 0 |  |  | 0
1979-06-20 | Jun | 22:00 | 71.06 | 59 | 66 | 0 |  |  | 0
1979-06-20 | Jun | 23:00 | 69.08 | 60.98 | 76 | 0 |  |  | 0
1979-06-20 | Jun | 24:00 | 71.06 | 59 | 66 | 0 | 0 |  | 0
1979-06-21 | Jun | 1:00 | 68 | 57.92 | 71 | 0 |  |  | 0
1979-06-21 | Jun | 2:00 | 68 | 59 | 73 | 0 |  |  | 0
1979-06-21 | Jun | 3:00 | 69.98 | 59 | 68 | 0 |  |  | 0
1979-06-21 | Jun | 4:00 | 69.08 | 57.92 | 68 | 0 |  |  | 0
1979-06-21 | Jun | 5:00 | 68 | 59 | 73 | 0 |  |  | 0
1979-06-21 | Jun | 6:00 | 71.06 | 60.98 | 71 | 0 |  |  | 0
1979-06-21 | Jun | 7:00 | 75.02 | 62.06 | 64 | 0 |  |  | 0
1979-06-21 | Jun | 8:00 | 78.08 | 60.98 | 56 | 0 |  |  | 0
1979-06-21 | Jun | 9:00 | 82.04 | 62.06 | 51 | 0 |  |  | 0
1979-06-21 | Jun | 10:00 | 84.02 | 60.08 | 44 | 0 |  |  | 0
1979-06-21 | Jun | 11:00 | 86 | 60.08 | 42 | 0 |  |  | 0
1979-06-21 | Jun | 12:00 | 87.08 | 55.94 | 35 | 0 |  |  | 0
1979-06-21 | Jun | 13:00 | 87.08 | 55.94 | 35 | 0 |  |  | 0
1979-06-21 | Jun | 14:00 | 87.08 | 57.92 | 37 | 0 |  |  | 0
1979-06-21 | Jun | 15:00 | 87.08 | 55.94 | 35 | 0 |  |  | 0
1979-06-21 | Jun | 16:00 | 86 | 55.04 | 35 | 0 |  |  | 0
1979-06-21 | Jun | 17:00 | 84.92 | 53.96 | 35 | 0 |  |  | 0
1979-06-21 | Jun | 18:00 | 84.02 | 55.04 | 37 | 0 |  |  | 0
1979-06-21 | Jun | 19:00 | 82.04 | 55.04 | 40 | 0 |  |  | 0
1979-06-21 | Jun | 20:00 | 78.98 | 55.94 | 45 | 0 |  |  | 0
1979-06-21 | Jun | 21:00 | 75.92 | 55.94 | 50 | 0 |  |  | 0
1979-06-21 | Jun | 22:00 | 73.04 | 55.94 | 55 | 0 |  |  | 0
1979-06-21 | Jun | 23:00 | 69.98 | 57.02 | 64 | 0 |  |  | 0
1979-06-21 | Jun | 24:00 | 66.92 | 55.94 | 68 | 0 | 0 |  | 0
1979-06-22 | Jun | 1:00 | 64.04 | 55.94 | 75 | 0 |  |  | 0
1979-06-22 | Jun | 2:00 | 64.04 | 55.94 | 75 | 0 |  |  | 0
1979-06-22 | Jun | 3:00 | 62.96 | 55.94 | 78 | 0 |  |  | 0
1979-06-22 | Jun | 4:00 | 60.98 | 55.04 | 81 | 0 |  |  | 0
1979-06-22 | Jun | 5:00 | 60.08 | 55.94 | 87 | 0 |  |  | 0
1979-06-22 | Jun | 6:00 | 64.94 | 59 | 81 | 0 |  |  | 0
1979-06-22 | Jun | 7:00 | 69.08 | 59 | 71 | 0 |  |  | 0
1979-06-22 | Jun | 8:00 | 71.96 | 60.08 | 66 | 0 |  |  | 0
1979-06-22 | Jun | 9:00 | 73.04 | 60.08 | 64 | 0 |  |  | 0
1979-06-22 | Jun | 10:00 | 73.94 | 60.08 | 62 | 0 |  |  | 0
1979-06-22 | Jun | 11:00 | 75.92 | 60.08 | 58 | 0 |  |  | 0
1979-06-22 | Jun | 12:00 | 75.02 | 60.08 | 60 | 0 |  |  | 0
1979-06-22 | Jun | 13:00 | 73.94 | 60.08 | 62 | 0 |  |  | 0
1979-06-22 | Jun | 14:00 | 73.94 | 59 | 60 | 0 |  |  | 0
1979-06-22 | Jun | 15:00 | 73.94 | 59 | 60 | 0 |  |  | 0
1979-06-22 | Jun | 16:00 | 73.04 | 57.92 | 59 | 0 |  |  | 0
1979-06-22 | Jun | 17:00 | 69.98 | 55.04 | 59 | 0 |  |  | 0
1979-06-22 | Jun | 18:00 | 69.08 | 55.04 | 61 | 0 |  |  | 0
1979-06-22 | Jun | 19:00 | 64.94 | 51.98 | 63 | 0 |  |  | 0
1979-06-22 | Jun | 20:00 | 60.08 | 51.08 | 72 | 0 |  |  | 0
1979-06-22 | Jun | 21:00 | 57.92 | 51.08 | 78 | 0 |  |  | 0
1979-06-22 | Jun | 22:00 | 57.02 | 48.92 | 75 | 0 |  |  | 0
1979-06-22 | Jun | 23:00 | 55.04 | 48.02 | 77 | 0 |  |  | 0
1979-06-22 | Jun | 24:00 | 55.04 | 46.94 | 75 | 0 | 0 |  | 0
1979-06-23 | Jun | 1:00 | 53.96 | 42.98 | 67 | 0 |  |  | 0
1979-06-23 | Jun | 2:00 | 53.06 | 42.08 | 66 | 0 |  |  | 0
1979-06-23 | Jun | 3:00 | 51.98 | 39.92 | 64 | 0 |  |  | 0
1979-06-23 | Jun | 4:00 | 50 | 39.92 | 69 | 0 |  |  | 0
1979-06-23 | Jun | 5:00 | 50 | 39.92 | 69 | 0 |  |  | 0
1979-06-23 | Jun | 6:00 | 50 | 41 | 71 | 0 |  |  | 0
1979-06-23 | Jun | 7:00 | 51.08 | 42.08 | 71 | 0 |  |  | 0
1979-06-23 | Jun | 8:00 | 53.06 | 42.98 | 69 | 0 |  |  | 0
1979-06-23 | Jun | 9:00 | 55.04 | 44.96 | 69 | 0 |  |  | 0
1979-06-23 | Jun | 10:00 | 57.02 | 44.96 | 64 | 0 |  |  | 0
1979-06-23 | Jun | 11:00 | 57.92 | 46.04 | 65 | 0 |  |  | 0
1979-06-23 | Jun | 12:00 | 57.92 | 46.04 | 65 | 0 |  |  | 0
1979-06-23 | Jun | 13:00 | 59 | 46.94 | 65 | 0 |  |  | 0
1979-06-23 | Jun | 14:00 | 59 | 44.96 | 60 | 0 |  |  | 0
1979-06-23 | Jun | 15:00 | 59 | 44.96 | 60 | 0 |  |  | 0
1979-06-23 | Jun | 16:00 | 57.92 | 42.08 | 55 | 0 |  |  | 0
1979-06-23 | Jun | 17:00 | 57.92 | 42.08 | 55 | 0 |  |  | 0
1979-06-23 | Jun | 18:00 | 57.92 | 44.96 | 62 | 0 |  |  | 0
1979-06-23 | Jun | 19:00 | 57.92 | 42.98 | 58 | 0 |  |  | 0
1979-06-23 | Jun | 20:00 | 55.94 | 39.92 | 55 | 0 |  |  | 0
1979-06-23 | Jun | 21:00 | 55.04 | 39.02 | 55 | 0 |  |  | 0
1979-06-23 | Jun | 22:00 | 55.04 | 37.94 | 53 | 0 |  |  | 0
1979-06-23 | Jun | 23:00 | 55.04 | 39.02 | 55 | 0 |  |  | 0
1979-06-23 | Jun | 24:00 | 53.96 | 37.94 | 55 | 0 | 0 |  | 0
1979-06-24 | Jun | 1:00 | 53.96 | 37.94 | 55 | 0 |  |  | 0
1979-06-24 | Jun | 2:00 | 53.06 | 37.94 | 57 | 0 |  |  | 0
1979-06-24 | Jun | 3:00 | 51.98 | 39.02 | 61 | 0 |  |  | 0
1979-06-24 | Jun | 4:00 | 50 | 37.94 | 64 | 0 |  |  | 0
1979-06-24 | Jun | 5:00 | 48.92 | 39.02 | 69 | 0 |  |  | 0
1979-06-24 | Jun | 6:00 | 53.06 | 44.96 | 74 | 0 |  |  | 0
1979-06-24 | Jun | 7:00 | 57.92 | 50 | 75 | 0 |  |  | 0
1979-06-24 | Jun | 8:00 | 60.98 | 51.08 | 70 | 0 |  |  | 0
1979-06-24 | Jun | 9:00 | 64.04 | 53.96 | 70 | 0 |  |  | 0
1979-06-24 | Jun | 10:00 | 66.02 | 53.96 | 65 | 0 |  |  | 0
1979-06-24 | Jun | 11:00 | 66.92 | 53.96 | 63 | 0 |  |  | 0
1979-06-24 | Jun | 12:00 | 69.08 | 53.06 | 57 | 0 |  |  | 0
1979-06-24 | Jun | 13:00 | 69.08 | 51.98 | 55 | 0 |  |  | 0
1979-06-24 | Jun | 14:00 | 69.08 | 50 | 51 | 0 |  |  | 0
1979-06-24 | Jun | 15:00 | 69.08 | 50 | 51 | 0 |  |  | 0
1979-06-24 | Jun | 16:00 | 69.08 | 46.94 | 46 | 0 |  |  | 0
1979-06-24 | Jun | 17:00 | 69.08 | 46.04 | 44 | 0 |  |  | 0
1979-06-24 | Jun | 18:00 | 68 | 44.06 | 42 | 0 |  |  | 0
1979-06-24 | Jun | 19:00 | 64.94 | 39.92 | 40 | 0 |  |  | 0
1979-06-24 | Jun | 20:00 | 59 | 37.04 | 44 | 0 |  |  | 0
1979-06-24 | Jun | 21:00 | 55.04 | 33.98 | 45 | 0 |  |  | 0
1979-06-24 | Jun | 22:00 | 51.98 | 33.08 | 49 | 0 |  |  | 0
1979-06-24 | Jun | 23:00 | 50 | 33.08 | 52 | 0 |  |  | 0
1979-06-24 | Jun | 24:00 | 48.92 | 33.08 | 54 | 0 | 0 |  | 0
1979-06-25 | Jun | 1:00 | 46.04 | 30.92 | 56 | 0 |  |  | 0
1979-06-25 | Jun | 2:00 | 44.96 | 30.92 | 58 | 0 |  |  | 0
1979-06-25 | Jun | 3:00 | 44.96 | 30.02 | 56 | 0 |  |  | 0
1979-06-25 | Jun | 4:00 | 44.06 | 30.92 | 60 | 0 |  |  | 0
1979-06-25 | Jun | 5:00 | 44.96 | 33.08 | 63 | 0 |  |  | 0
1979-06-25 | Jun | 6:00 | 53.06 | 44.06 | 72 | 0 |  |  | 0
1979-06-25 | Jun | 7:00 | 60.98 | 51.98 | 72 | 0 |  |  | 0
1979-06-25 | Jun | 8:00 | 69.08 | 55.94 | 63 | 0 |  |  | 0
1979-06-25 | Jun | 9:00 | 73.04 | 55.94 | 55 | 0 |  |  | 0
1979-06-25 | Jun | 10:00 | 75.92 | 55.04 | 48 | 0 |  |  | 0
1979-06-25 | Jun | 11:00 | 78.08 | 53.96 | 44 | 0 |  |  | 0
1979-06-25 | Jun | 12:00 | 80.06 | 53.06 | 39 | 0 |  |  | 0
1979-06-25 | Jun | 13:00 | 78.98 | 50 | 36 | 0 |  |  | 0
1979-06-25 | Jun | 14:00 | 78.08 | 50 | 38 | 0 |  |  | 0
1979-06-25 | Jun | 15:00 | 78.98 | 48.92 | 35 | 0 |  |  | 0
1979-06-25 | Jun | 16:00 | 78.08 | 46.94 | 34 | 0 |  |  | 0
1979-06-25 | Jun | 17:00 | 77 | 44.96 | 32 | 0 |  |  | 0
1979-06-25 | Jun | 18:00 | 75.02 | 42.08 | 31 | 0 |  |  | 0
1979-06-25 | Jun | 19:00 | 71.96 | 39.92 | 31 | 0 |  |  | 0
1979-06-25 | Jun | 20:00 | 66.92 | 37.04 | 33 | 0 |  |  | 0
1979-06-25 | Jun | 21:00 | 64.04 | 37.04 | 37 | 0 |  |  | 0
1979-06-25 | Jun | 22:00 | 62.06 | 37.04 | 40 | 0 |  |  | 0
1979-06-25 | Jun | 23:00 | 59 | 37.04 | 44 | 0 |  |  | 0
1979-06-25 | Jun | 24:00 | 57.02 | 37.04 | 47 | 0 | 0 |  | 0
1979-06-26 | Jun | 1:00 | 55.94 | 35.96 | 47 | 0 |  |  | 0
1979-06-26 | Jun | 2:00 | 55.04 | 37.04 | 51 | 0 |  |  | 0
1979-06-26 | Jun | 3:00 | 53.96 | 37.94 | 55 | 0 |  |  | 0
1979-06-26 | Jun | 4:00 | 53.06 | 37.04 | 55 | 0 |  |  | 0
1979-06-26 | Jun | 5:00 | 53.06 | 37.94 | 57 | 0 |  |  | 0
1979-06-26 | Jun | 6:00 | 57.92 | 46.94 | 67 | 0 |  |  | 0
1979-06-26 | Jun | 7:00 | 66.92 | 53.96 | 63 | 0 |  |  | 0
1979-06-26 | Jun | 8:00 | 71.96 | 53.96 | 53 | 0 |  |  | 0
1979-06-26 | Jun | 9:00 | 75.02 | 53.06 | 46 | 0 |  |  | 0
1979-06-26 | Jun | 10:00 | 78.98 | 55.04 | 44 | 0 |  |  | 0
1979-06-26 | Jun | 11:00 | 80.96 | 55.04 | 41 | 0 |  |  | 0
1979-06-26 | Jun | 12:00 | 82.94 | 55.04 | 38 | 0 |  |  | 0
1979-06-26 | Jun | 13:00 | 84.02 | 55.94 | 38 | 0 |  |  | 0
1979-06-26 | Jun | 14:00 | 84.92 | 55.94 | 37 | 0 |  |  | 0
1979-06-26 | Jun | 15:00 | 87.08 | 53.96 | 32 | 0 |  |  | 0
1979-06-26 | Jun | 16:00 | 87.08 | 53.96 | 32 | 0 |  |  | 0
1979-06-26 | Jun | 17:00 | 87.08 | 53.96 | 32 | 0 |  |  | 0
1979-06-26 | Jun | 18:00 | 84.92 | 51.08 | 31 | 0 |  |  | 0
1979-06-26 | Jun | 19:00 | 80.06 | 46.04 | 30 | 0 |  |  | 0
1979-06-26 | Jun | 20:00 | 75.92 | 42.98 | 31 | 0 |  |  | 0
1979-06-26 | Jun | 21:00 | 71.96 | 41 | 33 | 0 |  |  | 0
1979-06-26 | Jun | 22:00 | 69.98 | 42.08 | 36 | 0 |  |  | 0
1979-06-26 | Jun | 23:00 | 71.06 | 46.04 | 41 | 0 |  |  | 0
1979-06-26 | Jun | 24:00 | 69.98 | 46.94 | 44 | 0 | 0 |  | 0
1979-06-27 | Jun | 1:00 | 69.98 | 46.94 | 44 | 0 |  |  | 0
1979-06-27 | Jun | 2:00 | 69.08 | 46.94 | 46 | 0 |  |  | 0
1979-06-27 | Jun | 3:00 | 69.08 | 48.92 | 49 | 0 |  |  | 0
1979-06-27 | Jun | 4:00 | 68 | 48.02 | 49 | 0 |  |  | 0
1979-06-27 | Jun | 5:00 | 66.92 | 48.02 | 51 | 0 |  |  | 0
1979-06-27 | Jun | 6:00 | 66.92 | 50 | 55 | 0 |  |  | 0
1979-06-27 | Jun | 7:00 | 69.98 | 53.06 | 55 | 0 |  |  | 0
1979-06-27 | Jun | 8:00 | 73.94 | 55.94 | 54 | 0 |  |  | 0
1979-06-27 | Jun | 9:00 | 77 | 57.92 | 52 | 0 |  |  | 0
1979-06-27 | Jun | 10:00 | 82.04 | 62.06 | 51 | 0 |  |  | 0
1979-06-27 | Jun | 11:00 | 82.94 | 62.06 | 49 | 0 |  |  | 0
1979-06-27 | Jun | 12:00 | 84.92 | 62.96 | 48 | 0 |  |  | 0
1979-06-27 | Jun | 13:00 | 87.08 | 64.94 | 48 | 0 |  |  | 0
1979-06-27 | Jun | 14:00 | 87.08 | 64.04 | 46 | 0 |  |  | 0
1979-06-27 | Jun | 15:00 | 87.08 | 64.04 | 46 | 0 |  |  | 0
1979-06-27 | Jun | 16:00 | 86 | 62.06 | 45 | 0 |  |  | 0
1979-06-27 | Jun | 17:00 | 84.92 | 60.98 | 45 | 0 |  |  | 0
1979-06-27 | Jun | 18:00 | 84.92 | 62.06 | 46 | 0 |  |  | 0
1979-06-27 | Jun | 19:00 | 82.94 | 60.98 | 48 | 0 |  |  | 0
1979-06-27 | Jun | 20:00 | 78.08 | 60.08 | 54 | 0 |  |  | 0
1979-06-27 | Jun | 21:00 | 75.02 | 57.92 | 56 | 0 |  |  | 0
1979-06-27 | Jun | 22:00 | 71.96 | 55.94 | 57 | 0 |  |  | 0
1979-06-27 | Jun | 23:00 | 69.08 | 55.04 | 61 | 0 |  |  | 0
1979-06-27 | Jun | 24:00 | 68 | 55.04 | 63 | 0 | 0 |  | 0
1979-06-28 | Jun | 1:00 | 68 | 55.04 | 63 | 0 |  |  | 0
1979-06-28 | Jun | 2:00 | 66.92 | 55.94 | 68 | 0 |  |  | 0
1979-06-28 | Jun | 3:00 | 66.92 | 57.02 | 70 | 0 |  |  | 0
1979-06-28 | Jun | 4:00 | 66.92 | 57.92 | 73 | 0 |  |  | 0
1979-06-28 | Jun | 5:00 | 66.92 | 59 | 76 | 0 |  |  | 0
1979-06-28 | Jun | 6:00 | 68 | 60.08 | 76 | 0 |  |  | 0
1979-06-28 | Jun | 7:00 | 73.04 | 64.94 | 76 | 0 |  |  | 0
1979-06-28 | Jun | 8:00 | 78.08 | 68 | 71 | 0 |  |  | 0
1979-06-28 | Jun | 9:00 | 80.96 | 68 | 65 | 0 |  |  | 0
1979-06-28 | Jun | 10:00 | 82.94 | 68 | 61 | 0 |  |  | 0
1979-06-28 | Jun | 11:00 | 82.94 | 66.02 | 57 | 0 |  |  | 0
1979-06-28 | Jun | 12:00 | 82.94 | 64.94 | 55 | 0 |  |  | 0
1979-06-28 | Jun | 13:00 | 84.92 | 68 | 57 | 0 |  |  | 0
1979-06-28 | Jun | 14:00 | 86 | 66.92 | 53 | 0 |  |  | 0
1979-06-28 | Jun | 15:00 | 82.94 | 64.04 | 53 | 0 |  |  | 0
1979-06-28 | Jun | 16:00 | 82.94 | 66.02 | 57 | 0 |  |  | 0
1979-06-28 | Jun | 17:00 | 84.02 | 64.94 | 53 | 0 |  |  | 0
1979-06-28 | Jun | 18:00 | 80.96 | 62.96 | 54 | 0 |  |  | 0
1979-06-28 | Jun | 19:00 | 75.92 | 60.98 | 60 | 0 |  |  | 0
1979-06-28 | Jun | 20:00 | 75.02 | 60.08 | 60 | 0 |  |  | 0
1979-06-28 | Jun | 21:00 | 71.06 | 59 | 66 | 0 |  |  | 0
1979-06-28 | Jun | 22:00 | 71.96 | 60.98 | 68 | 0 |  |  | 0
1979-06-28 | Jun | 23:00 | 66.92 | 57.92 | 73 | 0 |  |  | 0
1979-06-28 | Jun | 24:00 | 66.02 | 60.08 | 81 | 0 | 0 |  | 0
1979-06-29 | Jun | 1:00 | 64.94 | 60.98 | 87 | 0 |  |  | 0
1979-06-29 | Jun | 2:00 | 60.98 | 57.92 | 90 | 0 |  |  | 0
1979-06-29 | Jun | 3:00 | 60.08 | 57.02 | 90 | 0 |  |  | 0
1979-06-29 | Jun | 4:00 | 64.94 | 62.96 | 93 | 0 |  |  | 0
1979-06-29 | Jun | 5:00 | 69.08 | 66.92 | 93 | 0 |  |  | 0
1979-06-29 | Jun | 6:00 | 64.94 | 62.96 | 93 | 0 |  |  | 0
1979-06-29 | Jun | 7:00 | 68 | 66.02 | 93 | 0 |  |  | 0
1979-06-29 | Jun | 8:00 | 69.98 | 69.98 | 100 | 0 |  |  | 0
1979-06-29 | Jun | 9:00 | 73.94 | 73.04 | 97 | 0 |  |  | 0
1979-06-29 | Jun | 10:00 | 75.92 | 71.96 | 87 | 0 |  |  | 0
1979-06-29 | Jun | 11:00 | 80.06 | 73.94 | 82 | 0 |  |  | 0
1979-06-29 | Jun | 12:00 | 75.02 | 66.02 | 74 | 0 |  |  | 0
1979-06-29 | Jun | 13:00 | 68 | 60.98 | 78 | 0 |  |  | 0
1979-06-29 | Jun | 14:00 | 68 | 62.06 | 81 | 0 |  |  | 0
1979-06-29 | Jun | 15:00 | 69.98 | 64.04 | 81 | 0 |  |  | 0
1979-06-29 | Jun | 16:00 | 71.06 | 64.94 | 81 | 0 |  |  | 0
1979-06-29 | Jun | 17:00 | 71.06 | 64.04 | 79 | 0 |  |  | 0
1979-06-29 | Jun | 18:00 | 66.92 | 59 | 76 | 0 |  |  | 0
1979-06-29 | Jun | 19:00 | 64.04 | 57.92 | 81 | 0 |  |  | 0
1979-06-29 | Jun | 20:00 | 64.04 | 59 | 84 | 0 |  |  | 0
1979-06-29 | Jun | 21:00 | 64.94 | 60.08 | 84 | 0 |  |  | 0
1979-06-29 | Jun | 22:00 | 64.94 | 60.08 | 84 | 0 |  |  | 0
1979-06-29 | Jun | 23:00 | 64.94 | 60.08 | 84 | 0 |  |  | 0
1979-06-29 | Jun | 24:00 | 64.94 | 59 | 81 | 0 | 0 |  | 0
1979-06-30 | Jun | 1:00 | 62.96 | 57.02 | 81 | 0 |  |  | 0
1979-06-30 | Jun | 2:00 | 60.98 | 55.94 | 84 | 0 |  |  | 0
1979-06-30 | Jun | 3:00 | 57.02 | 53.06 | 87 | 0 |  |  | 0
1979-06-30 | Jun | 4:00 | 55.94 | 53.06 | 90 | 0 |  |  | 0
1979-06-30 | Jun | 5:00 | 53.06 | 51.98 | 96 | 0 |  |  | 0
1979-06-30 | Jun | 6:00 | 55.04 | 53.96 | 96 | 0 |  |  | 0
1979-06-30 | Jun | 7:00 | 66.92 | 64.04 | 90 | 0 |  |  | 0
1979-06-30 | Jun | 8:00 | 73.94 | 68 | 82 | 0 |  |  | 0
1979-06-30 | Jun | 9:00 | 69.98 | 62.96 | 79 | 0 |  |  | 0
1979-06-30 | Jun | 10:00 | 75.02 | 55.94 | 52 | 0 |  |  | 0
1979-06-30 | Jun | 11:00 | 78.08 | 51.98 | 40 | 0 |  |  | 0
1979-06-30 | Jun | 12:00 | 78.98 | 53.06 | 41 | 0 |  |  | 0
1979-06-30 | Jun | 13:00 | 80.06 | 51.08 | 36 | 0 |  |  | 0
1979-06-30 | Jun | 14:00 | 80.06 | 53.96 | 41 | 0 |  |  | 0
1979-06-30 | Jun | 15:00 | 80.96 | 53.96 | 39 | 0 |  |  | 0
1979-06-30 | Jun | 16:00 | 69.98 | 60.98 | 73 | 0 |  |  | 0
1979-06-30 | Jun | 17:00 | 77 | 60.08 | 56 | 0 |  |  | 0
1979-06-30 | Jun | 18:00 | 75.92 | 60.98 | 60 | 0 |  |  | 0
1979-06-30 | Jun | 19:00 | 68 | 60.08 | 76 | 0 |  |  | 0
1979-06-30 | Jun | 20:00 | 64.94 | 57.02 | 75 | 0 |  |  | 0
1979-06-30 | Jun | 21:00 | 64.94 | 51.08 | 61 | 0 |  |  | 0
1979-06-30 | Jun | 22:00 | 64.4 | 51.98 | 68 | 0 |  |  | 0
1979-06-30 | Jun | 23:00 | 63.86 | 53.06 | 70 | 0 |  |  | 0
1979-06-30 | Jun | 24:00 | 63.32 | 53.96 | 78 | 0 | 0 |  | 0
1986-07-01 | Jul | 1:00 | 62.6 | 55.04 | 87 | 0 |  |  | 0
1986-07-01 | Jul | 2:00 | 62.06 | 55.94 | 87 | 0 |  |  | 0
1986-07-01 | Jul | 3:00 | 61.52 | 57.02 | 87 | 0 |  |  | 0
1986-07-01 | Jul | 4:00 | 60.98 | 57.92 | 90 | 0 |  |  | 0
1986-07-01 | Jul | 5:00 | 60.98 | 57.92 | 90 | 0 |  |  | 0
1986-07-01 | Jul | 6:00 | 60.98 | 59 | 93 | 0 |  |  | 0
1986-07-01 | Jul | 7:00 | 60.98 | 59 | 93 | 0 |  |  | 0
1986-07-01 | Jul | 8:00 | 62.06 | 60.08 | 93 | 0 |  |  | 0
1986-07-01 | Jul | 9:00 | 62.96 | 60.08 | 90 | 0 |  |  | 0
1986-07-01 | Jul | 10:00 | 64.04 | 60.08 | 87 | 0 |  |  | 0
1986-07-01 | Jul | 11:00 | 64.94 | 60.98 | 87 | 0 |  |  | 0
1986-07-01 | Jul | 12:00 | 64.94 | 60.98 | 87 | 0 |  |  | 0
1986-07-01 | Jul | 13:00 | 66.02 | 60.98 | 84 | 0 |  |  | 0
1986-07-01 | Jul | 14:00 | 64.04 | 60.98 | 90 | 0 |  |  | 0
1986-07-01 | Jul | 15:00 | 64.04 | 60.98 | 90 | 0 |  |  | 0
1986-07-01 | Jul | 16:00 | 60.98 | 60.08 | 97 | 0 |  |  | 0
1986-07-01 | Jul | 17:00 | 60.08 | 60.08 | 100 | 0 |  |  | 0
1986-07-01 | Jul | 18:00 | 60.98 | 60.98 | 100 | 0 |  |  | 0
1986-07-01 | Jul | 19:00 | 60.98 | 60.98 | 100 | 0 |  |  | 0
1986-07-01 | Jul | 20:00 | 60.98 | 60.98 | 100 | 0 |  |  | 0
1986-07-01 | Jul | 21:00 | 60.98 | 60.98 | 100 | 0 |  |  | 0
1986-07-01 | Jul | 22:00 | 62.96 | 60.08 | 90 | 0 |  |  | 0
1986-07-01 | Jul | 23:00 | 62.96 | 60.08 | 90 | 0 |  |  | 0
1986-07-01 | Jul | 24:00 | 62.96 | 60.08 | 90 | 0 | 0 |  | 0
1986-07-02 | Jul | 1:00 | 62.96 | 60.08 | 90 | 0 |  |  | 0
1986-07-02 | Jul | 2:00 | 62.96 | 60.98 | 93 | 0 |  |  | 0
1986-07-02 | Jul | 3:00 | 62.96 | 60.08 | 90 | 0 |  |  | 0
1986-07-02 | Jul | 4:00 | 62.96 | 60.08 | 90 | 0 |  |  | 0
1986-07-02 | Jul | 5:00 | 62.96 | 60.08 | 90 | 0 |  |  | 0
1986-07-02 | Jul | 6:00 | 64.04 | 60.08 | 87 | 0 |  |  | 0
1986-07-02 | Jul | 7:00 | 64.04 | 60.08 | 87 | 0 |  |  | 0
1986-07-02 | Jul | 8:00 | 64.94 | 59 | 81 | 0 |  |  | 0
1986-07-02 | Jul | 9:00 | 66.92 | 59 | 76 | 0 |  |  | 0
1986-07-02 | Jul | 10:00 | 68 | 57.92 | 71 | 0 |  |  | 0
1986-07-02 | Jul | 11:00 | 69.98 | 59 | 68 | 0 |  |  | 0
1986-07-02 | Jul | 12:00 | 73.04 | 59 | 62 | 0 |  |  | 0
1986-07-02 | Jul | 13:00 | 75.02 | 59 | 58 | 0 |  |  | 0
1986-07-02 | Jul | 14:00 | 75.02 | 60.08 | 60 | 0 |  |  | 0
1986-07-02 | Jul | 15:00 | 75.02 | 59 | 58 | 0 |  |  | 0
1986-07-02 | Jul | 16:00 | 73.04 | 60.08 | 64 | 0 |  |  | 0
1986-07-02 | Jul | 17:00 | 73.04 | 60.08 | 64 | 0 |  |  | 0
1986-07-02 | Jul | 18:00 | 71.06 | 60.98 | 71 | 0 |  |  | 0
1986-07-02 | Jul | 19:00 | 69.08 | 57.02 | 66 | 0 |  |  | 0
1986-07-02 | Jul | 20:00 | 64.94 | 53.06 | 65 | 0 |  |  | 0
1986-07-02 | Jul | 21:00 | 62.06 | 53.96 | 75 | 0 |  |  | 0
1986-07-02 | Jul | 22:00 | 60.98 | 55.04 | 81 | 0 |  |  | 0
1986-07-02 | Jul | 23:00 | 59 | 53.96 | 84 | 0 |  |  | 0
1986-07-02 | Jul | 24:00 | 57.92 | 53.96 | 87 | 0 | 0 |  | 0
1986-07-03 | Jul | 1:00 | 55.04 | 53.06 | 93 | 0 |  |  | 0
1986-07-03 | Jul | 2:00 | 55.04 | 53.06 | 93 | 0 |  |  | 0
1986-07-03 | Jul | 3:00 | 53.96 | 51.98 | 93 | 0 |  |  | 0
1986-07-03 | Jul | 4:00 | 53.06 | 50 | 90 | 0 |  |  | 0
1986-07-03 | Jul | 5:00 | 53.96 | 50 | 86 | 0 |  |  | 0
1986-07-03 | Jul | 6:00 | 57.02 | 51.08 | 81 | 0 |  |  | 0
1986-07-03 | Jul | 7:00 | 60.98 | 51.98 | 72 | 0 |  |  | 0
1986-07-03 | Jul | 8:00 | 62.96 | 51.08 | 65 | 0 |  |  | 0
1986-07-03 | Jul | 9:00 | 64.94 | 51.08 | 61 | 0 |  |  | 0
1986-07-03 | Jul | 10:00 | 68 | 51.08 | 55 | 0 |  |  | 0
1986-07-03 | Jul | 11:00 | 73.04 | 46.04 | 38 | 0 |  |  | 0
1986-07-03 | Jul | 12:00 | 73.94 | 48.92 | 41 | 0 |  |  | 0
1986-07-03 | Jul | 13:00 | 75.92 | 51.98 | 43 | 0 |  |  | 0
1986-07-03 | Jul | 14:00 | 73.94 | 51.08 | 45 | 0 |  |  | 0
1986-07-03 | Jul | 15:00 | 75.02 | 53.06 | 46 | 0 |  |  | 0
1986-07-03 | Jul | 16:00 | 75.02 | 53.06 | 46 | 0 |  |  | 0
1986-07-03 | Jul | 17:00 | 75.02 | 53.96 | 48 | 0 |  |  | 0
1986-07-03 | Jul | 18:00 | 75.92 | 55.04 | 48 | 0 |  |  | 0
1986-07-03 | Jul | 19:00 | 73.94 | 55.04 | 52 | 0 |  |  | 0
1986-07-03 | Jul | 20:00 | 71.96 | 55.94 | 57 | 0 |  |  | 0
1986-07-03 | Jul | 21:00 | 69.98 | 55.94 | 61 | 0 |  |  | 0
1986-07-03 | Jul | 22:00 | 69.08 | 55.94 | 63 | 0 |  |  | 0
1986-07-03 | Jul | 23:00 | 68 | 55.94 | 66 | 0 |  |  | 0
1986-07-03 | Jul | 24:00 | 66.92 | 53.96 | 63 | 0 | 0 |  | 0
1986-07-04 | Jul | 1:00 | 64.04 | 51.98 | 65 | 0 |  |  | 0
1986-07-04 | Jul | 2:00 | 62.96 | 53.06 | 70 | 0 |  |  | 0
1986-07-04 | Jul | 3:00 | 62.06 | 55.04 | 78 | 0 |  |  | 0
1986-07-04 | Jul | 4:00 | 62.96 | 57.02 | 81 | 0 |  |  | 0
1986-07-04 | Jul | 5:00 | 64.04 | 59 | 84 | 0 |  |  | 0
1986-07-04 | Jul | 6:00 | 66.02 | 60.08 | 81 | 0 |  |  | 0
1986-07-04 | Jul | 7:00 | 71.96 | 60.98 | 69 | 0 |  |  | 0
1986-07-04 | Jul | 8:00 | 73.94 | 62.06 | 66 | 0 |  |  | 0
1986-07-04 | Jul | 9:00 | 77 | 64.94 | 67 | 0 |  |  | 0
1986-07-04 | Jul | 10:00 | 80.06 | 66.02 | 63 | 0 |  |  | 0
1986-07-04 | Jul | 11:00 | 80.06 | 66.92 | 65 | 0 |  |  | 0
1986-07-04 | Jul | 12:00 | 80.96 | 68 | 65 | 0 |  |  | 0
1986-07-04 | Jul | 13:00 | 84.92 | 69.08 | 59 | 0 |  |  | 0
1986-07-04 | Jul | 14:00 | 84.92 | 69.98 | 61 | 0 |  |  | 0
1986-07-04 | Jul | 15:00 | 87.08 | 69.08 | 55 | 0 |  |  | 0
1986-07-04 | Jul | 16:00 | 87.08 | 69.08 | 55 | 0 |  |  | 0
1986-07-04 | Jul | 17:00 | 86 | 69.08 | 57 | 0 |  |  | 0
1986-07-04 | Jul | 18:00 | 84.02 | 69.98 | 63 | 0 |  |  | 0
1986-07-04 | Jul | 19:00 | 82.94 | 69.98 | 65 | 0 |  |  | 0
1986-07-04 | Jul | 20:00 | 82.04 | 71.06 | 69 | 0 |  |  | 0
1986-07-04 | Jul | 21:00 | 80.06 | 71.06 | 74 | 0 |  |  | 0
1986-07-04 | Jul | 22:00 | 80.06 | 71.06 | 74 | 0 |  |  | 0
1986-07-04 | Jul | 23:00 | 80.06 | 69.98 | 72 | 0 |  |  | 0
1986-07-04 | Jul | 24:00 | 78.08 | 71.06 | 79 | 0 | 0 |  | 0
1986-07-05 | Jul | 1:00 | 78.08 | 69.08 | 74 | 0 |  |  | 0
1986-07-05 | Jul | 2:00 | 78.08 | 68 | 72 | 0 |  |  | 0
1986-07-05 | Jul | 3:00 | 77 | 64.94 | 67 | 0 |  |  | 0
1986-07-05 | Jul | 4:00 | 77 | 66.02 | 69 | 0 |  |  | 0
1986-07-05 | Jul | 5:00 | 77 | 68 | 74 | 0 |  |  | 0
1986-07-05 | Jul | 6:00 | 75.02 | 68 | 79 | 0 |  |  | 0
1986-07-05 | Jul | 7:00 | 78.08 | 69.08 | 74 | 0 |  |  | 0
1986-07-05 | Jul | 8:00 | 80.06 | 69.98 | 72 | 0 |  |  | 0
1986-07-05 | Jul | 9:00 | 82.94 | 69.98 | 65 | 0 |  |  | 0
1986-07-05 | Jul | 10:00 | 84.92 | 69.98 | 61 | 0 |  |  | 0
1986-07-05 | Jul | 11:00 | 87.98 | 71.06 | 57 | 0 |  |  | 0
1986-07-05 | Jul | 12:00 | 87.98 | 69.98 | 55 | 0 |  |  | 0
1986-07-05 | Jul | 13:00 | 89.96 | 69.98 | 52 | 0 |  |  | 0
1986-07-05 | Jul | 14:00 | 91.04 | 69.98 | 50 | 0 |  |  | 0
1986-07-05 | Jul | 15:00 | 91.04 | 69.08 | 49 | 0 |  |  | 0
1986-07-05 | Jul | 16:00 | 89.06 | 69.98 | 54 | 0 |  |  | 0
1986-07-05 | Jul | 17:00 | 89.06 | 69.98 | 54 | 0 |  |  | 0
1986-07-05 | Jul | 18:00 | 87.08 | 69.08 | 55 | 0 |  |  | 0
1986-07-05 | Jul | 19:00 | 84.92 | 69.98 | 61 | 0 |  |  | 0
1986-07-05 | Jul | 20:00 | 82.94 | 69.98 | 65 | 0 |  |  | 0
1986-07-05 | Jul | 21:00 | 80.96 | 69.98 | 69 | 0 |  |  | 0
1986-07-05 | Jul | 22:00 | 80.96 | 69.08 | 67 | 0 |  |  | 0
1986-07-05 | Jul | 23:00 | 80.96 | 68 | 65 | 0 |  |  | 0
1986-07-05 | Jul | 24:00 | 78.98 | 64.94 | 62 | 0 | 0 |  | 0
1986-07-06 | Jul | 1:00 | 78.98 | 64.94 | 62 | 0 |  |  | 0
1986-07-06 | Jul | 2:00 | 78.98 | 64.94 | 62 | 0 |  |  | 0
1986-07-06 | Jul | 3:00 | 73.94 | 64.04 | 71 | 0 |  |  | 0
1986-07-06 | Jul | 4:00 | 71.96 | 66.02 | 82 | 0 |  |  | 0
1986-07-06 | Jul | 5:00 | 71.06 | 66.02 | 84 | 0 |  |  | 0
1986-07-06 | Jul | 6:00 | 73.94 | 66.92 | 79 | 0 |  |  | 0
1986-07-06 | Jul | 7:00 | 78.08 | 69.08 | 74 | 0 |  |  | 0
1986-07-06 | Jul | 8:00 | 80.06 | 69.98 | 72 | 0 |  |  | 0
1986-07-06 | Jul | 9:00 | 82.94 | 71.96 | 70 | 0 |  |  | 0
1986-07-06 | Jul | 10:00 | 84.92 | 73.04 | 67 | 0 |  |  | 0
1986-07-06 | Jul | 11:00 | 87.98 | 73.04 | 61 | 0 |  |  | 0
1986-07-06 | Jul | 12:00 | 89.06 | 73.04 | 59 | 0 |  |  | 0
1986-07-06 | Jul | 13:00 | 89.96 | 73.04 | 58 | 0 |  |  | 0
1986-07-06 | Jul | 14:00 | 91.04 | 71.96 | 54 | 0 |  |  | 0
1986-07-06 | Jul | 15:00 | 89.96 | 73.04 | 58 | 0 |  |  | 0
1986-07-06 | Jul | 16:00 | 89.96 | 71.96 | 56 | 0 |  |  | 0
1986-07-06 | Jul | 17:00 | 87.98 | 71.96 | 59 | 0 |  |  | 0
1986-07-06 | Jul | 18:00 | 87.08 | 73.04 | 63 | 0 |  |  | 0
1986-07-06 | Jul | 19:00 | 73.04 | 69.08 | 87 | 0 |  |  | 0
1986-07-06 | Jul | 20:00 | 69.08 | 68 | 97 | 0 |  |  | 0
1986-07-06 | Jul | 21:00 | 69.08 | 68 | 97 | 0 |  |  | 0
1986-07-06 | Jul | 22:00 | 64.94 | 64.04 | 97 | 0 |  |  | 0
1986-07-06 | Jul | 23:00 | 69.08 | 66.02 | 90 | 0 |  |  | 0
1986-07-06 | Jul | 24:00 | 69.98 | 69.08 | 97 | 0 | 0 |  | 0
1986-07-07 | Jul | 1:00 | 69.98 | 68 | 93 | 0 |  |  | 0
1986-07-07 | Jul | 2:00 | 69.08 | 69.08 | 100 | 0 |  |  | 0
1986-07-07 | Jul | 3:00 | 69.98 | 69.98 | 100 | 0 |  |  | 0
1986-07-07 | Jul | 4:00 | 69.98 | 69.98 | 100 | 0 |  |  | 0
1986-07-07 | Jul | 5:00 | 69.08 | 66.92 | 93 | 0 |  |  | 0
1986-07-07 | Jul | 6:00 | 69.08 | 66.02 | 90 | 0 |  |  | 0
1986-07-07 | Jul | 7:00 | 69.98 | 64.94 | 84 | 0 |  |  | 0
1986-07-07 | Jul | 8:00 | 71.06 | 64.04 | 79 | 0 |  |  | 0
1986-07-07 | Jul | 9:00 | 73.94 | 60.98 | 64 | 0 |  |  | 0
1986-07-07 | Jul | 10:00 | 73.94 | 60.98 | 64 | 0 |  |  | 0
1986-07-07 | Jul | 11:00 | 80.96 | 57.02 | 44 | 0 |  |  | 0
1986-07-07 | Jul | 12:00 | 84.02 | 53.96 | 36 | 0 |  |  | 0
1986-07-07 | Jul | 13:00 | 80.96 | 57.92 | 46 | 0 |  |  | 0
1986-07-07 | Jul | 14:00 | 80.06 | 57.02 | 45 | 0 |  |  | 0
1986-07-07 | Jul | 15:00 | 80.06 | 55.94 | 44 | 0 |  |  | 0
1986-07-07 | Jul | 16:00 | 78.08 | 59 | 52 | 0 |  |  | 0
1986-07-07 | Jul | 17:00 | 75.02 | 62.96 | 66 | 0 |  |  | 0
1986-07-07 | Jul | 18:00 | 73.94 | 64.04 | 71 | 0 |  |  | 0
1986-07-07 | Jul | 19:00 | 73.94 | 60.08 | 62 | 0 |  |  | 0
1986-07-07 | Jul | 20:00 | 73.04 | 59 | 62 | 0 |  |  | 0
1986-07-07 | Jul | 21:00 | 73.04 | 57.92 | 60 | 0 |  |  | 0
1986-07-07 | Jul | 22:00 | 71.06 | 60.08 | 68 | 0 |  |  | 0
1986-07-07 | Jul | 23:00 | 69.98 | 60.98 | 73 | 0 |  |  | 0
1986-07-07 | Jul | 24:00 | 69.98 | 64.04 | 81 | 0 | 0 |  | 0
1986-07-08 | Jul | 1:00 | 69.08 | 66.02 | 90 | 0 |  |  | 0
1986-07-08 | Jul | 2:00 | 66.92 | 66.92 | 100 | 0 |  |  | 0
1986-07-08 | Jul | 3:00 | 64.94 | 64.94 | 100 | 0 |  |  | 0
1986-07-08 | Jul | 4:00 | 64.94 | 64.94 | 100 | 0 |  |  | 0
1986-07-08 | Jul | 5:00 | 62.96 | 62.96 | 100 | 0 |  |  | 0
1986-07-08 | Jul | 6:00 | 68 | 68 | 100 | 0 |  |  | 0
1986-07-08 | Jul | 7:00 | 69.08 | 69.08 | 100 | 0 |  |  | 0
1986-07-08 | Jul | 8:00 | 71.06 | 69.98 | 97 | 0 |  |  | 0
1986-07-08 | Jul | 9:00 | 78.08 | 73.04 | 85 | 0 |  |  | 0
1986-07-08 | Jul | 10:00 | 78.08 | 73.04 | 85 | 0 |  |  | 0
1986-07-08 | Jul | 11:00 | 80.96 | 73.04 | 77 | 0 |  |  | 0
1986-07-08 | Jul | 12:00 | 82.04 | 73.04 | 74 | 0 |  |  | 0
1986-07-08 | Jul | 13:00 | 82.04 | 73.04 | 74 | 0 |  |  | 0
1986-07-08 | Jul | 14:00 | 80.96 | 73.94 | 79 | 0 |  |  | 0
1986-07-08 | Jul | 15:00 | 82.04 | 75.02 | 79 | 0 |  |  | 0
1986-07-08 | Jul | 16:00 | 82.94 | 73.94 | 74 | 0 |  |  | 0
1986-07-08 | Jul | 17:00 | 82.04 | 73.94 | 77 | 0 |  |  | 0
1986-07-08 | Jul | 18:00 | 80.96 | 73.94 | 79 | 0 |  |  | 0
1986-07-08 | Jul | 19:00 | 78.08 | 69.08 | 74 | 0 |  |  | 0
1986-07-08 | Jul | 20:00 | 78.08 | 71.96 | 82 | 0 |  |  | 0
1986-07-08 | Jul | 21:00 | 73.94 | 73.94 | 100 | 0 |  |  | 0
1986-07-08 | Jul | 22:00 | 73.94 | 73.94 | 100 | 0 |  |  | 0
1986-07-08 | Jul | 23:00 | 73.94 | 73.94 | 100 | 0 |  |  | 0
1986-07-08 | Jul | 24:00 | 71.96 | 71.96 | 100 | 0 | 0 |  | 0
1986-07-09 | Jul | 1:00 | 69.98 | 69.98 | 100 | 0 |  |  | 0
1986-07-09 | Jul | 2:00 | 69.98 | 69.98 | 100 | 0 |  |  | 0
1986-07-09 | Jul | 3:00 | 71.06 | 68 | 90 | 0 |  |  | 0
1986-07-09 | Jul | 4:00 | 69.98 | 68 | 93 | 0 |  |  | 0
1986-07-09 | Jul | 5:00 | 69.98 | 69.08 | 97 | 0 |  |  | 0
1986-07-09 | Jul | 6:00 | 71.06 | 69.08 | 93 | 0 |  |  | 0
1986-07-09 | Jul | 7:00 | 71.06 | 68 | 90 | 0 |  |  | 0
1986-07-09 | Jul | 8:00 | 71.06 | 68 | 90 | 0 |  |  | 0
1986-07-09 | Jul | 9:00 | 66.92 | 62.96 | 87 | 0 |  |  | 0
1986-07-09 | Jul | 10:00 | 69.08 | 62.06 | 79 | 0 |  |  | 0
1986-07-09 | Jul | 11:00 | 71.06 | 62.06 | 73 | 0 |  |  | 0
1986-07-09 | Jul | 12:00 | 71.06 | 62.06 | 73 | 0 |  |  | 0
1986-07-09 | Jul | 13:00 | 73.04 | 60.98 | 66 | 0 |  |  | 0
1986-07-09 | Jul | 14:00 | 73.94 | 60.98 | 64 | 0 |  |  | 0
1986-07-09 | Jul | 15:00 | 73.94 | 59 | 60 | 0 |  |  | 0
1986-07-09 | Jul | 16:00 | 73.04 | 57.92 | 60 | 0 |  |  | 0
1986-07-09 | Jul | 17:00 | 73.04 | 55.94 | 55 | 0 |  |  | 0
1986-07-09 | Jul | 18:00 | 71.06 | 51.08 | 49 | 0 |  |  | 0
1986-07-09 | Jul | 19:00 | 68 | 50 | 53 | 0 |  |  | 0
1986-07-09 | Jul | 20:00 | 66.02 | 48.92 | 55 | 0 |  |  | 0
1986-07-09 | Jul | 21:00 | 62.96 | 51.98 | 68 | 0 |  |  | 0
1986-07-09 | Jul | 22:00 | 60.08 | 53.96 | 81 | 0 |  |  | 0
1986-07-09 | Jul | 23:00 | 59 | 53.06 | 81 | 0 |  |  | 0
1986-07-09 | Jul | 24:00 | 57.02 | 53.06 | 87 | 0 | 0 |  | 0
1986-07-10 | Jul | 1:00 | 57.92 | 53.96 | 87 | 0 |  |  | 0
1986-07-10 | Jul | 2:00 | 59 | 55.04 | 87 | 0 |  |  | 0
1986-07-10 | Jul | 3:00 | 57.92 | 53.96 | 87 | 0 |  |  | 0
1986-07-10 | Jul | 4:00 | 59 | 55.04 | 87 | 0 |  |  | 0
1986-07-10 | Jul | 5:00 | 60.08 | 55.94 | 87 | 0 |  |  | 0
1986-07-10 | Jul | 6:00 | 62.96 | 59 | 87 | 0 |  |  | 0
1986-07-10 | Jul | 7:00 | 66.92 | 62.06 | 84 | 0 |  |  | 0
1986-07-10 | Jul | 8:00 | 69.08 | 64.04 | 84 | 0 |  |  | 0
1986-07-10 | Jul | 9:00 | 71.96 | 66.02 | 82 | 0 |  |  | 0
1986-07-10 | Jul | 10:00 | 73.94 | 66.92 | 79 | 0 |  |  | 0
1986-07-10 | Jul | 11:00 | 73.04 | 66.02 | 79 | 0 |  |  | 0
1986-07-10 | Jul | 12:00 | 71.96 | 68 | 87 | 0 |  |  | 0
1986-07-10 | Jul | 13:00 | 75.92 | 69.08 | 79 | 0 |  |  | 0
1986-07-10 | Jul | 14:00 | 75.92 | 68 | 76 | 0 |  |  | 0
1986-07-10 | Jul | 15:00 | 75.02 | 69.98 | 85 | 0 |  |  | 0
1986-07-10 | Jul | 16:00 | 71.06 | 68 | 90 | 0 |  |  | 0
1986-07-10 | Jul | 17:00 | 69.98 | 66.02 | 87 | 0 |  |  | 0
1986-07-10 | Jul | 18:00 | 69.98 | 64.94 | 84 | 0 |  |  | 0
1986-07-10 | Jul | 19:00 | 71.06 | 64.94 | 81 | 0 |  |  | 0
1986-07-10 | Jul | 20:00 | 69.98 | 66.92 | 90 | 0 |  |  | 0
1986-07-10 | Jul | 21:00 | 69.98 | 66.92 | 90 | 0 |  |  | 0
1986-07-10 | Jul | 22:00 | 71.06 | 68 | 90 | 0 |  |  | 0
1986-07-10 | Jul | 23:00 | 69.98 | 66.92 | 90 | 0 |  |  | 0
1986-07-10 | Jul | 24:00 | 69.08 | 66.02 | 90 | 0 | 0 |  | 0
1986-07-11 | Jul | 1:00 | 69.08 | 66.92 | 93 | 0 |  |  | 0
1986-07-11 | Jul | 2:00 | 69.08 | 68 | 97 | 0 |  |  | 0
1986-07-11 | Jul | 3:00 | 69.08 | 68 | 97 | 0 |  |  | 0
1986-07-11 | Jul | 4:00 | 69.08 | 68 | 97 | 0 |  |  | 0
1986-07-11 | Jul | 5:00 | 69.08 | 68 | 97 | 0 |  |  | 0
1986-07-11 | Jul | 6:00 | 69.08 | 68 | 97 | 0 |  |  | 0
1986-07-11 | Jul | 7:00 | 69.98 | 68 | 93 | 0 |  |  | 0
1986-07-11 | Jul | 8:00 | 71.06 | 69.08 | 93 | 0 |  |  | 0
1986-07-11 | Jul | 9:00 | 71.06 | 69.08 | 93 | 0 |  |  | 0
1986-07-11 | Jul | 10:00 | 71.96 | 69.08 | 90 | 0 |  |  | 0
1986-07-11 | Jul | 11:00 | 71.96 | 69.98 | 94 | 0 |  |  | 0
1986-07-11 | Jul | 12:00 | 73.04 | 69.98 | 90 | 0 |  |  | 0
1986-07-11 | Jul | 13:00 | 73.94 | 71.06 | 90 | 0 |  |  | 0
1986-07-11 | Jul | 14:00 | 75.02 | 71.06 | 87 | 0 |  |  | 0
1986-07-11 | Jul | 15:00 | 75.92 | 71.06 | 85 | 0 |  |  | 0
1986-07-11 | Jul | 16:00 | 78.08 | 71.06 | 79 | 0 |  |  | 0
1986-07-11 | Jul | 17:00 | 78.08 | 69.98 | 77 | 0 |  |  | 0
1986-07-11 | Jul | 18:00 | 78.08 | 69.98 | 77 | 0 |  |  | 0
1986-07-11 | Jul | 19:00 | 77 | 69.98 | 79 | 0 |  |  | 0
1986-07-11 | Jul | 20:00 | 75.92 | 69.08 | 79 | 0 |  |  | 0
1986-07-11 | Jul | 21:00 | 75.02 | 69.98 | 85 | 0 |  |  | 0
1986-07-11 | Jul | 22:00 | 73.94 | 69.98 | 87 | 0 |  |  | 0
1986-07-11 | Jul | 23:00 | 69.98 | 66.92 | 90 | 0 |  |  | 0
1986-07-11 | Jul | 24:00 | 71.96 | 69.98 | 94 | 0 | 0 |  | 0
1986-07-12 | Jul | 1:00 | 71.06 | 69.08 | 93 | 0 |  |  | 0
1986-07-12 | Jul | 2:00 | 68 | 66.02 | 93 | 0 |  |  | 0
1986-07-12 | Jul | 3:00 | 66.92 | 64.94 | 93 | 0 |  |  | 0
1986-07-12 | Jul | 4:00 | 66.02 | 64.94 | 97 | 0 |  |  | 0
1986-07-12 | Jul | 5:00 | 66.92 | 66.02 | 97 | 0 |  |  | 0
1986-07-12 | Jul | 6:00 | 69.08 | 66.92 | 93 | 0 |  |  | 0
1986-07-12 | Jul | 7:00 | 69.98 | 69.08 | 97 | 0 |  |  | 0
1986-07-12 | Jul | 8:00 | 71.96 | 71.06 | 97 | 0 |  |  | 0
1986-07-12 | Jul | 9:00 | 71.06 | 69.98 | 97 | 0 |  |  | 0
1986-07-12 | Jul | 10:00 | 75.02 | 71.96 | 90 | 0 |  |  | 0
1986-07-12 | Jul | 11:00 | 77 | 68 | 74 | 0 |  |  | 0
1986-07-12 | Jul | 12:00 | 75.92 | 69.08 | 79 | 0 |  |  | 0
1986-07-12 | Jul | 13:00 | 78.08 | 68 | 72 | 0 |  |  | 0
1986-07-12 | Jul | 14:00 | 80.06 | 69.08 | 69 | 0 |  |  | 0
1986-07-12 | Jul | 15:00 | 82.04 | 69.08 | 65 | 0 |  |  | 0
1986-07-12 | Jul | 16:00 | 80.06 | 69.08 | 69 | 0 |  |  | 0
1986-07-12 | Jul | 17:00 | 80.06 | 68 | 67 | 0 |  |  | 0
1986-07-12 | Jul | 18:00 | 78.98 | 68 | 69 | 0 |  |  | 0
1986-07-12 | Jul | 19:00 | 77 | 69.08 | 76 | 0 |  |  | 0
1986-07-12 | Jul | 20:00 | 75.92 | 69.98 | 82 | 0 |  |  | 0
1986-07-12 | Jul | 21:00 | 75.02 | 69.98 | 85 | 0 |  |  | 0
1986-07-12 | Jul | 22:00 | 73.94 | 71.06 | 90 | 0 |  |  | 0
1986-07-12 | Jul | 23:00 | 73.94 | 69.98 | 87 | 0 |  |  | 0
1986-07-12 | Jul | 24:00 | 71.96 | 69.08 | 90 | 0 | 0 |  | 0
1986-07-13 | Jul | 1:00 | 69.98 | 64.94 | 84 | 0 |  |  | 0
1986-07-13 | Jul | 2:00 | 68 | 64.04 | 87 | 0 |  |  | 0
1986-07-13 | Jul | 3:00 | 66.02 | 64.04 | 93 | 0 |  |  | 0
1986-07-13 | Jul | 4:00 | 64.94 | 64.04 | 97 | 0 |  |  | 0
1986-07-13 | Jul | 5:00 | 64.04 | 62.96 | 97 | 0 |  |  | 0
1986-07-13 | Jul | 6:00 | 66.92 | 64.04 | 90 | 0 |  |  | 0
1986-07-13 | Jul | 7:00 | 69.98 | 64.04 | 81 | 0 |  |  | 0
1986-07-13 | Jul | 8:00 | 73.94 | 64.04 | 71 | 0 |  |  | 0
1986-07-13 | Jul | 9:00 | 77 | 64.04 | 64 | 0 |  |  | 0
1986-07-13 | Jul | 10:00 | 78.98 | 64.94 | 62 | 0 |  |  | 0
1986-07-13 | Jul | 11:00 | 80.96 | 64.94 | 58 | 0 |  |  | 0
1986-07-13 | Jul | 12:00 | 84.02 | 62.96 | 49 | 0 |  |  | 0
1986-07-13 | Jul | 13:00 | 84.02 | 60.08 | 44 | 0 |  |  | 0
1986-07-13 | Jul | 14:00 | 84.02 | 57.02 | 40 | 0 |  |  | 0
1986-07-13 | Jul | 15:00 | 84.02 | 57.92 | 41 | 0 |  |  | 0
1986-07-13 | Jul | 16:00 | 82.94 | 57.92 | 43 | 0 |  |  | 0
1986-07-13 | Jul | 17:00 | 82.94 | 57.02 | 41 | 0 |  |  | 0
1986-07-13 | Jul | 18:00 | 80.96 | 57.92 | 46 | 0 |  |  | 0
1986-07-13 | Jul | 19:00 | 78.08 | 57.02 | 49 | 0 |  |  | 0
1986-07-13 | Jul | 20:00 | 73.94 | 60.98 | 64 | 0 |  |  | 0
1986-07-13 | Jul | 21:00 | 71.06 | 62.06 | 73 | 0 |  |  | 0
1986-07-13 | Jul | 22:00 | 69.08 | 62.06 | 79 | 0 |  |  | 0
1986-07-13 | Jul | 23:00 | 66.02 | 60.98 | 84 | 0 |  |  | 0
1986-07-13 | Jul | 24:00 | 64.94 | 60.98 | 87 | 0 | 0 |  | 0
1986-07-14 | Jul | 1:00 | 64.94 | 62.06 | 90 | 0 |  |  | 0
1986-07-14 | Jul | 2:00 | 64.04 | 60.98 | 90 | 0 |  |  | 0
1986-07-14 | Jul | 3:00 | 62.96 | 60.98 | 93 | 0 |  |  | 0
1986-07-14 | Jul | 4:00 | 62.96 | 60.08 | 90 | 0 |  |  | 0
1986-07-14 | Jul | 5:00 | 64.94 | 60.98 | 87 | 0 |  |  | 0
1986-07-14 | Jul | 6:00 | 66.92 | 60.98 | 81 | 0 |  |  | 0
1986-07-14 | Jul | 7:00 | 69.08 | 62.06 | 79 | 0 |  |  | 0
1986-07-14 | Jul | 8:00 | 71.06 | 62.06 | 73 | 0 |  |  | 0
1986-07-14 | Jul | 9:00 | 73.04 | 62.06 | 69 | 0 |  |  | 0
1986-07-14 | Jul | 10:00 | 73.94 | 62.96 | 69 | 0 |  |  | 0
1986-07-14 | Jul | 11:00 | 75.02 | 60.98 | 62 | 0 |  |  | 0
1986-07-14 | Jul | 12:00 | 75.92 | 62.06 | 62 | 0 |  |  | 0
1986-07-14 | Jul | 13:00 | 77 | 62.06 | 60 | 0 |  |  | 0
1986-07-14 | Jul | 14:00 | 75.92 | 62.06 | 62 | 0 |  |  | 0
1986-07-14 | Jul | 15:00 | 75.02 | 62.06 | 64 | 0 |  |  | 0
1986-07-14 | Jul | 16:00 | 73.94 | 60.98 | 64 | 0 |  |  | 0
1986-07-14 | Jul | 17:00 | 71.96 | 60.08 | 66 | 0 |  |  | 0
1986-07-14 | Jul | 18:00 | 69.98 | 59 | 68 | 0 |  |  | 0
1986-07-14 | Jul | 19:00 | 69.08 | 57.02 | 66 | 0 |  |  | 0
1986-07-14 | Jul | 20:00 | 69.08 | 55.94 | 63 | 0 |  |  | 0
1986-07-14 | Jul | 21:00 | 66.92 | 57.92 | 73 | 0 |  |  | 0
1986-07-14 | Jul | 22:00 | 68 | 59 | 73 | 0 |  |  | 0
1986-07-14 | Jul | 23:00 | 68 | 60.08 | 76 | 0 |  |  | 0
1986-07-14 | Jul | 24:00 | 69.08 | 60.08 | 73 | 0 | 0 |  | 0
1986-07-15 | Jul | 1:00 | 68 | 60.98 | 78 | 0 |  |  | 0
1986-07-15 | Jul | 2:00 | 68 | 60.98 | 78 | 0 |  |  | 0
1986-07-15 | Jul | 3:00 | 66.92 | 62.96 | 87 | 0 |  |  | 0
1986-07-15 | Jul | 4:00 | 66.02 | 64.04 | 93 | 0 |  |  | 0
1986-07-15 | Jul | 5:00 | 66.02 | 62.96 | 90 | 0 |  |  | 0
1986-07-15 | Jul | 6:00 | 69.08 | 64.04 | 84 | 0 |  |  | 0
1986-07-15 | Jul | 7:00 | 71.96 | 64.94 | 79 | 0 |  |  | 0
1986-07-15 | Jul | 8:00 | 75.92 | 68 | 76 | 0 |  |  | 0
1986-07-15 | Jul | 9:00 | 78.08 | 71.06 | 79 | 0 |  |  | 0
1986-07-15 | Jul | 10:00 | 82.04 | 73.04 | 74 | 0 |  |  | 0
1986-07-15 | Jul | 11:00 | 84.02 | 71.06 | 65 | 0 |  |  | 0
1986-07-15 | Jul | 12:00 | 87.08 | 71.96 | 61 | 0 |  |  | 0
1986-07-15 | Jul | 13:00 | 89.06 | 73.04 | 59 | 0 |  |  | 0
1986-07-15 | Jul | 14:00 | 89.06 | 73.94 | 61 | 0 |  |  | 0
1986-07-15 | Jul | 15:00 | 89.06 | 73.94 | 61 | 0 |  |  | 0
1986-07-15 | Jul | 16:00 | 89.96 | 75.02 | 61 | 0 |  |  | 0
1986-07-15 | Jul | 17:00 | 89.96 | 73.94 | 59 | 0 |  |  | 0
1986-07-15 | Jul | 18:00 | 84.92 | 73.04 | 67 | 0 |  |  | 0
1986-07-15 | Jul | 19:00 | 84.02 | 73.94 | 72 | 0 |  |  | 0
1986-07-15 | Jul | 20:00 | 71.96 | 68 | 87 | 0 |  |  | 0
1986-07-15 | Jul | 21:00 | 73.04 | 71.06 | 94 | 0 |  |  | 0
1986-07-15 | Jul | 22:00 | 75.02 | 71.96 | 90 | 0 |  |  | 0
1986-07-15 | Jul | 23:00 | 78.08 | 75.02 | 91 | 0 |  |  | 0
1986-07-15 | Jul | 24:00 | 78.08 | 75.02 | 91 | 0 | 0 |  | 0
1986-07-16 | Jul | 1:00 | 73.04 | 71.96 | 97 | 0 |  |  | 0
1986-07-16 | Jul | 2:00 | 71.96 | 71.06 | 97 | 0 |  |  | 0
1986-07-16 | Jul | 3:00 | 75.02 | 73.04 | 94 | 0 |  |  | 0
1986-07-16 | Jul | 4:00 | 75.02 | 71.96 | 90 | 0 |  |  | 0
1986-07-16 | Jul | 5:00 | 75.02 | 73.04 | 94 | 0 |  |  | 0
1986-07-16 | Jul | 6:00 | 78.08 | 73.04 | 85 | 0 |  |  | 0
1986-07-16 | Jul | 7:00 | 80.06 | 73.04 | 79 | 0 |  |  | 0
1986-07-16 | Jul | 8:00 | 82.94 | 73.04 | 72 | 0 |  |  | 0
1986-07-16 | Jul | 9:00 | 86 | 73.04 | 65 | 0 |  |  | 0
1986-07-16 | Jul | 10:00 | 87.98 | 73.04 | 61 | 0 |  |  | 0
1986-07-16 | Jul | 11:00 | 89.06 | 73.94 | 61 | 0 |  |  | 0
1986-07-16 | Jul | 12:00 | 89.96 | 73.04 | 58 | 0 |  |  | 0
1986-07-16 | Jul | 13:00 | 91.04 | 73.94 | 58 | 0 |  |  | 0
1986-07-16 | Jul | 14:00 | 91.94 | 73.94 | 56 | 0 |  |  | 0
1986-07-16 | Jul | 15:00 | 91.94 | 73.04 | 54 | 0 |  |  | 0
1986-07-16 | Jul | 16:00 | 91.04 | 73.04 | 56 | 0 |  |  | 0
1986-07-16 | Jul | 17:00 | 91.04 | 73.94 | 58 | 0 |  |  | 0
1986-07-16 | Jul | 18:00 | 89.06 | 73.04 | 59 | 0 |  |  | 0
1986-07-16 | Jul | 19:00 | 87.08 | 73.94 | 65 | 0 |  |  | 0
1986-07-16 | Jul | 20:00 | 86 | 75.02 | 70 | 0 |  |  | 0
1986-07-16 | Jul | 21:00 | 84.02 | 73.94 | 72 | 0 |  |  | 0
1986-07-16 | Jul | 22:00 | 82.04 | 75.02 | 79 | 0 |  |  | 0
1986-07-16 | Jul | 23:00 | 80.96 | 73.94 | 79 | 0 |  |  | 0
1986-07-16 | Jul | 24:00 | 78.98 | 73.94 | 85 | 0 | 0 |  | 0
1986-07-17 | Jul | 1:00 | 78.08 | 73.94 | 88 | 0 |  |  | 0
1986-07-17 | Jul | 2:00 | 77 | 73.94 | 91 | 0 |  |  | 0
1986-07-17 | Jul | 3:00 | 75.92 | 73.04 | 91 | 0 |  |  | 0
1986-07-17 | Jul | 4:00 | 75.02 | 71.96 | 90 | 0 |  |  | 0
1986-07-17 | Jul | 5:00 | 73.94 | 71.96 | 94 | 0 |  |  | 0
1986-07-17 | Jul | 6:00 | 77 | 73.04 | 88 | 0 |  |  | 0
1986-07-17 | Jul | 7:00 | 80.96 | 73.94 | 79 | 0 |  |  | 0
1986-07-17 | Jul | 8:00 | 84.92 | 75.02 | 72 | 0 |  |  | 0
1986-07-17 | Jul | 9:00 | 87.98 | 73.04 | 61 | 0 |  |  | 0
1986-07-17 | Jul | 10:00 | 89.06 | 73.04 | 59 | 0 |  |  | 0
1986-07-17 | Jul | 11:00 | 89.96 | 73.04 | 58 | 0 |  |  | 0
1986-07-17 | Jul | 12:00 | 91.94 | 73.04 | 54 | 0 |  |  | 0
1986-07-17 | Jul | 13:00 | 91.94 | 71.96 | 52 | 0 |  |  | 0
1986-07-17 | Jul | 14:00 | 91.94 | 71.06 | 50 | 0 |  |  | 0
1986-07-17 | Jul | 15:00 | 93.02 | 73.04 | 52 | 0 |  |  | 0
1986-07-17 | Jul | 16:00 | 91.94 | 71.06 | 50 | 0 |  |  | 0
1986-07-17 | Jul | 17:00 | 91.04 | 71.06 | 52 | 0 |  |  | 0
1986-07-17 | Jul | 18:00 | 87.98 | 71.06 | 57 | 0 |  |  | 0
1986-07-17 | Jul | 19:00 | 87.98 | 71.06 | 57 | 0 |  |  | 0
1986-07-17 | Jul | 20:00 | 84.92 | 71.06 | 63 | 0 |  |  | 0
1986-07-17 | Jul | 21:00 | 84.92 | 69.98 | 61 | 0 |  |  | 0
1986-07-17 | Jul | 22:00 | 80.06 | 71.96 | 77 | 0 |  |  | 0
1986-07-17 | Jul | 23:00 | 78.98 | 73.04 | 82 | 0 |  |  | 0
1986-07-17 | Jul | 24:00 | 78.98 | 73.04 | 82 | 0 | 0 |  | 0
1986-07-18 | Jul | 1:00 | 78.08 | 73.04 | 85 | 0 |  |  | 0
1986-07-18 | Jul | 2:00 | 77 | 73.04 | 88 | 0 |  |  | 0
1986-07-18 | Jul | 3:00 | 77 | 73.04 | 88 | 0 |  |  | 0
1986-07-18 | Jul | 4:00 | 75.92 | 71.96 | 88 | 0 |  |  | 0
1986-07-18 | Jul | 5:00 | 75.02 | 71.06 | 87 | 0 |  |  | 0
1986-07-18 | Jul | 6:00 | 78.08 | 71.96 | 82 | 0 |  |  | 0
1986-07-18 | Jul | 7:00 | 80.96 | 71.96 | 74 | 0 |  |  | 0
1986-07-18 | Jul | 8:00 | 84.02 | 71.96 | 67 | 0 |  |  | 0
1986-07-18 | Jul | 9:00 | 86 | 71.96 | 63 | 0 |  |  | 0
1986-07-18 | Jul | 10:00 | 89.06 | 71.96 | 57 | 0 |  |  | 0
1986-07-18 | Jul | 11:00 | 89.96 | 73.04 | 58 | 0 |  |  | 0
1986-07-18 | Jul | 12:00 | 91.94 | 73.04 | 54 | 0 |  |  | 0
1986-07-18 | Jul | 13:00 | 91.94 | 73.04 | 54 | 0 |  |  | 0
1986-07-18 | Jul | 14:00 | 91.94 | 73.94 | 56 | 0 |  |  | 0
1986-07-18 | Jul | 15:00 | 91.94 | 71.06 | 50 | 0 |  |  | 0
1986-07-18 | Jul | 16:00 | 93.02 | 71.96 | 51 | 0 |  |  | 0
1986-07-18 | Jul | 17:00 | 89.96 | 73.04 | 58 | 0 |  |  | 0
1986-07-18 | Jul | 18:00 | 89.06 | 73.04 | 59 | 0 |  |  | 0
1986-07-18 | Jul | 19:00 | 87.08 | 73.04 | 63 | 0 |  |  | 0
1986-07-18 | Jul | 20:00 | 84.92 | 73.04 | 67 | 0 |  |  | 0
1986-07-18 | Jul | 21:00 | 84.02 | 73.04 | 70 | 0 |  |  | 0
1986-07-18 | Jul | 22:00 | 80.96 | 71.96 | 74 | 0 |  |  | 0
1986-07-18 | Jul | 23:00 | 80.06 | 71.96 | 77 | 0 |  |  | 0
1986-07-18 | Jul | 24:00 | 78.98 | 73.04 | 82 | 0 | 0 |  | 0
1986-07-19 | Jul | 1:00 | 78.08 | 71.96 | 82 | 0 |  |  | 0
1986-07-19 | Jul | 2:00 | 75.92 | 71.96 | 88 | 0 |  |  | 0
1986-07-19 | Jul | 3:00 | 75.92 | 71.96 | 88 | 0 |  |  | 0
1986-07-19 | Jul | 4:00 | 75.02 | 71.06 | 87 | 0 |  |  | 0
1986-07-19 | Jul | 5:00 | 73.94 | 71.06 | 90 | 0 |  |  | 0
1986-07-19 | Jul | 6:00 | 75.92 | 71.96 | 88 | 0 |  |  | 0
1986-07-19 | Jul | 7:00 | 80.96 | 71.96 | 74 | 0 |  |  | 0
1986-07-19 | Jul | 8:00 | 82.94 | 73.04 | 72 | 0 |  |  | 0
1986-07-19 | Jul | 9:00 | 87.08 | 73.04 | 63 | 0 |  |  | 0
1986-07-19 | Jul | 10:00 | 89.06 | 71.96 | 57 | 0 |  |  | 0
1986-07-19 | Jul | 11:00 | 91.04 | 73.94 | 58 | 0 |  |  | 0
1986-07-19 | Jul | 12:00 | 91.04 | 75.02 | 60 | 0 |  |  | 0
1986-07-19 | Jul | 13:00 | 91.94 | 71.96 | 52 | 0 |  |  | 0
1986-07-19 | Jul | 14:00 | 93.92 | 71.06 | 47 | 0 |  |  | 0
1986-07-19 | Jul | 15:00 | 95 | 71.06 | 46 | 0 |  |  | 0
1986-07-19 | Jul | 16:00 | 93.02 | 75.02 | 56 | 0 |  |  | 0
1986-07-19 | Jul | 17:00 | 91.04 | 77 | 64 | 0 |  |  | 0
1986-07-19 | Jul | 18:00 | 89.06 | 75.92 | 66 | 0 |  |  | 0
1986-07-19 | Jul | 19:00 | 87.08 | 77 | 72 | 0 |  |  | 0
1986-07-19 | Jul | 20:00 | 78.08 | 69.98 | 77 | 0 |  |  | 0
1986-07-19 | Jul | 21:00 | 77 | 71.96 | 85 | 0 |  |  | 0
1986-07-19 | Jul | 22:00 | 75.92 | 71.96 | 88 | 0 |  |  | 0
1986-07-19 | Jul | 23:00 | 75.92 | 71.96 | 88 | 0 |  |  | 0
1986-07-19 | Jul | 24:00 | 77 | 71.96 | 85 | 0 | 0 |  | 0
1986-07-20 | Jul | 1:00 | 75.92 | 71.06 | 85 | 0 |  |  | 0
1986-07-20 | Jul | 2:00 | 75.02 | 69.08 | 82 | 0 |  |  | 0
1986-07-20 | Jul | 3:00 | 73.94 | 69.08 | 85 | 0 |  |  | 0
1986-07-20 | Jul | 4:00 | 73.04 | 69.08 | 87 | 0 |  |  | 0
1986-07-20 | Jul | 5:00 | 71.96 | 69.08 | 90 | 0 |  |  | 0
1986-07-20 | Jul | 6:00 | 73.04 | 68 | 84 | 0 |  |  | 0
1986-07-20 | Jul | 7:00 | 75.02 | 68 | 79 | 0 |  |  | 0
1986-07-20 | Jul | 8:00 | 78.08 | 69.08 | 74 | 0 |  |  | 0
1986-07-20 | Jul | 9:00 | 80.06 | 69.08 | 69 | 0 |  |  | 0
1986-07-20 | Jul | 10:00 | 82.04 | 66.92 | 61 | 0 |  |  | 0
1986-07-20 | Jul | 11:00 | 84.02 | 64.04 | 51 | 0 |  |  | 0
1986-07-20 | Jul | 12:00 | 84.02 | 62.06 | 48 | 0 |  |  | 0
1986-07-20 | Jul | 13:00 | 84.02 | 59 | 43 | 0 |  |  | 0
1986-07-20 | Jul | 14:00 | 84.92 | 57.02 | 39 | 0 |  |  | 0
1986-07-20 | Jul | 15:00 | 84.92 | 57.02 | 39 | 0 |  |  | 0
1986-07-20 | Jul | 16:00 | 84.02 | 59 | 43 | 0 |  |  | 0
1986-07-20 | Jul | 17:00 | 80.96 | 60.98 | 51 | 0 |  |  | 0
1986-07-20 | Jul | 18:00 | 80.06 | 59 | 49 | 0 |  |  | 0
1986-07-20 | Jul | 19:00 | 77 | 59 | 54 | 0 |  |  | 0
1986-07-20 | Jul | 20:00 | 75.02 | 60.08 | 60 | 0 |  |  | 0
1986-07-20 | Jul | 21:00 | 71.96 | 62.96 | 73 | 0 |  |  | 0
1986-07-20 | Jul | 22:00 | 69.08 | 62.96 | 81 | 0 |  |  | 0
1986-07-20 | Jul | 23:00 | 68 | 62.96 | 84 | 0 |  |  | 0
1986-07-20 | Jul | 24:00 | 68 | 62.96 | 84 | 0 | 0 |  | 0
1986-07-21 | Jul | 1:00 | 66.92 | 64.04 | 90 | 0 |  |  | 0
1986-07-21 | Jul | 2:00 | 66.02 | 64.04 | 93 | 0 |  |  | 0
1986-07-21 | Jul | 3:00 | 64.94 | 64.04 | 97 | 0 |  |  | 0
1986-07-21 | Jul | 4:00 | 64.04 | 62.96 | 97 | 0 |  |  | 0
1986-07-21 | Jul | 5:00 | 64.94 | 62.96 | 93 | 0 |  |  | 0
1986-07-21 | Jul | 6:00 | 66.92 | 64.04 | 90 | 0 |  |  | 0
1986-07-21 | Jul | 7:00 | 71.06 | 64.94 | 81 | 0 |  |  | 0
1986-07-21 | Jul | 8:00 | 73.94 | 66.02 | 76 | 0 |  |  | 0
1986-07-21 | Jul | 9:00 | 75.92 | 66.02 | 71 | 0 |  |  | 0
1986-07-21 | Jul | 10:00 | 78.98 | 64.94 | 62 | 0 |  |  | 0
1986-07-21 | Jul | 11:00 | 78.98 | 64.94 | 62 | 0 |  |  | 0
1986-07-21 | Jul | 12:00 | 82.04 | 64.94 | 57 | 0 |  |  | 0
1986-07-21 | Jul | 13:00 | 82.04 | 64.94 | 57 | 0 |  |  | 0
1986-07-21 | Jul | 14:00 | 82.04 | 64.04 | 55 | 0 |  |  | 0
1986-07-21 | Jul | 15:00 | 78.08 | 60.08 | 54 | 0 |  |  | 0
1986-07-21 | Jul | 16:00 | 77 | 60.08 | 56 | 0 |  |  | 0
1986-07-21 | Jul | 17:00 | 71.96 | 66.92 | 84 | 0 |  |  | 0
1986-07-21 | Jul | 18:00 | 71.06 | 66.02 | 84 | 0 |  |  | 0
1986-07-21 | Jul | 19:00 | 73.04 | 64.04 | 74 | 0 |  |  | 0
1986-07-21 | Jul | 20:00 | 71.96 | 62.96 | 73 | 0 |  |  | 0
1986-07-21 | Jul | 21:00 | 71.06 | 64.04 | 79 | 0 |  |  | 0
1986-07-21 | Jul | 22:00 | 71.06 | 64.94 | 81 | 0 |  |  | 0
1986-07-21 | Jul | 23:00 | 71.06 | 66.02 | 84 | 0 |  |  | 0
1986-07-21 | Jul | 24:00 | 68 | 66.02 | 93 | 0 | 0 |  | 0
1986-07-22 | Jul | 1:00 | 66.92 | 66.02 | 97 | 0 |  |  | 0
1986-07-22 | Jul | 2:00 | 66.02 | 64.94 | 97 | 0 |  |  | 0
1986-07-22 | Jul | 3:00 | 66.02 | 64.94 | 97 | 0 |  |  | 0
1986-07-22 | Jul | 4:00 | 66.02 | 64.94 | 97 | 0 |  |  | 0
1986-07-22 | Jul | 5:00 | 64.94 | 64.04 | 97 | 0 |  |  | 0
1986-07-22 | Jul | 6:00 | 68 | 66.92 | 97 | 0 |  |  | 0
1986-07-22 | Jul | 7:00 | 73.94 | 68 | 82 | 0 |  |  | 0
1986-07-22 | Jul | 8:00 | 77 | 68 | 74 | 0 |  |  | 0
1986-07-22 | Jul | 9:00 | 80.06 | 66.92 | 65 | 0 |  |  | 0
1986-07-22 | Jul | 10:00 | 82.04 | 66.02 | 59 | 0 |  |  | 0
1986-07-22 | Jul | 11:00 | 82.04 | 62.96 | 53 | 0 |  |  | 0
1986-07-22 | Jul | 12:00 | 82.94 | 64.04 | 53 | 0 |  |  | 0
1986-07-22 | Jul | 13:00 | 84.02 | 59 | 43 | 0 |  |  | 0
1986-07-22 | Jul | 14:00 | 82.94 | 66.92 | 59 | 0 |  |  | 0
1986-07-22 | Jul | 15:00 | 84.92 | 66.02 | 53 | 0 |  |  | 0
1986-07-22 | Jul | 16:00 | 80.96 | 66.02 | 60 | 0 |  |  | 0
1986-07-22 | Jul | 17:00 | 80.96 | 64.04 | 56 | 0 |  |  | 0
1986-07-22 | Jul | 18:00 | 80.06 | 64.04 | 58 | 0 |  |  | 0
1986-07-22 | Jul | 19:00 | 78.98 | 64.04 | 60 | 0 |  |  | 0
1986-07-22 | Jul | 20:00 | 78.08 | 62.06 | 58 | 0 |  |  | 0
1986-07-22 | Jul | 21:00 | 75.92 | 62.96 | 64 | 0 |  |  | 0
1986-07-22 | Jul | 22:00 | 73.04 | 64.04 | 74 | 0 |  |  | 0
1986-07-22 | Jul | 23:00 | 71.06 | 64.94 | 81 | 0 |  |  | 0
1986-07-22 | Jul | 24:00 | 68 | 64.94 | 90 | 0 | 0 |  | 0
1986-07-23 | Jul | 1:00 | 66.92 | 64.94 | 93 | 0 |  |  | 0
1986-07-23 | Jul | 2:00 | 64.94 | 64.04 | 97 | 0 |  |  | 0
1986-07-23 | Jul | 3:00 | 64.94 | 64.04 | 97 | 0 |  |  | 0
1986-07-23 | Jul | 4:00 | 64.04 | 62.96 | 97 | 0 |  |  | 0
1986-07-23 | Jul | 5:00 | 64.04 | 62.96 | 97 | 0 |  |  | 0
1986-07-23 | Jul | 6:00 | 66.92 | 64.94 | 93 | 0 |  |  | 0
1986-07-23 | Jul | 7:00 | 75.92 | 68 | 76 | 0 |  |  | 0
1986-07-23 | Jul | 8:00 | 80.06 | 68 | 67 | 0 |  |  | 0
1986-07-23 | Jul | 9:00 | 82.94 | 64.94 | 55 | 0 |  |  | 0
1986-07-23 | Jul | 10:00 | 84.92 | 62.96 | 48 | 0 |  |  | 0
1986-07-23 | Jul | 11:00 | 84.92 | 64.04 | 50 | 0 |  |  | 0
1986-07-23 | Jul | 12:00 | 87.08 | 62.06 | 43 | 0 |  |  | 0
1986-07-23 | Jul | 13:00 | 87.08 | 64.04 | 46 | 0 |  |  | 0
1986-07-23 | Jul | 14:00 | 87.98 | 64.94 | 47 | 0 |  |  | 0
1986-07-23 | Jul | 15:00 | 86 | 64.94 | 50 | 0 |  |  | 0
1986-07-23 | Jul | 16:00 | 87.08 | 64.94 | 48 | 0 |  |  | 0
1986-07-23 | Jul | 17:00 | 86 | 64.94 | 50 | 0 |  |  | 0
1986-07-23 | Jul | 18:00 | 84.02 | 64.94 | 53 | 0 |  |  | 0
1986-07-23 | Jul | 19:00 | 80.96 | 66.02 | 60 | 0 |  |  | 0
1986-07-23 | Jul | 20:00 | 78.98 | 66.02 | 65 | 0 |  |  | 0
1986-07-23 | Jul | 21:00 | 77 | 66.92 | 71 | 0 |  |  | 0
1986-07-23 | Jul | 22:00 | 77 | 66.92 | 71 | 0 |  |  | 0
1986-07-23 | Jul | 23:00 | 75.92 | 66.92 | 74 | 0 |  |  | 0
1986-07-23 | Jul | 24:00 | 73.94 | 68 | 82 | 0 | 0 |  | 0
1986-07-24 | Jul | 1:00 | 73.04 | 66.92 | 82 | 0 |  |  | 0
1986-07-24 | Jul | 2:00 | 73.04 | 66.92 | 82 | 0 |  |  | 0
1986-07-24 | Jul | 3:00 | 71.96 | 66.92 | 84 | 0 |  |  | 0
1986-07-24 | Jul | 4:00 | 73.04 | 66.92 | 82 | 0 |  |  | 0
1986-07-24 | Jul | 5:00 | 73.04 | 66.92 | 82 | 0 |  |  | 0
1986-07-24 | Jul | 6:00 | 73.94 | 66.92 | 79 | 0 |  |  | 0
1986-07-24 | Jul | 7:00 | 77 | 68 | 74 | 0 |  |  | 0
1986-07-24 | Jul | 8:00 | 80.06 | 69.08 | 69 | 0 |  |  | 0
1986-07-24 | Jul | 9:00 | 80.96 | 69.08 | 67 | 0 |  |  | 0
1986-07-24 | Jul | 10:00 | 82.94 | 69.98 | 65 | 0 |  |  | 0
1986-07-24 | Jul | 11:00 | 82.94 | 71.06 | 67 | 0 |  |  | 0
1986-07-24 | Jul | 12:00 | 86 | 71.96 | 63 | 0 |  |  | 0
1986-07-24 | Jul | 13:00 | 87.08 | 71.06 | 59 | 0 |  |  | 0
1986-07-24 | Jul | 14:00 | 89.06 | 73.04 | 59 | 0 |  |  | 0
1986-07-24 | Jul | 15:00 | 89.96 | 71.96 | 56 | 0 |  |  | 0
1986-07-24 | Jul | 16:00 | 87.98 | 71.06 | 57 | 0 |  |  | 0
1986-07-24 | Jul | 17:00 | 87.98 | 71.96 | 59 | 0 |  |  | 0
1986-07-24 | Jul | 18:00 | 87.08 | 71.96 | 61 | 0 |  |  | 0
1986-07-24 | Jul | 19:00 | 84.92 | 73.04 | 67 | 0 |  |  | 0
1986-07-24 | Jul | 20:00 | 82.94 | 73.94 | 74 | 0 |  |  | 0
1986-07-24 | Jul | 21:00 | 82.04 | 73.04 | 74 | 0 |  |  | 0
1986-07-24 | Jul | 22:00 | 82.04 | 73.04 | 74 | 0 |  |  | 0
1986-07-24 | Jul | 23:00 | 80.06 | 73.94 | 82 | 0 |  |  | 0
1986-07-24 | Jul | 24:00 | 80.06 | 73.04 | 79 | 0 | 0 |  | 0
1986-07-25 | Jul | 1:00 | 78.08 | 71.06 | 79 | 0 |  |  | 0
1986-07-25 | Jul | 2:00 | 78.08 | 71.96 | 82 | 0 |  |  | 0
1986-07-25 | Jul | 3:00 | 73.94 | 71.06 | 90 | 0 |  |  | 0
1986-07-25 | Jul | 4:00 | 73.94 | 71.96 | 94 | 0 |  |  | 0
1986-07-25 | Jul | 5:00 | 71.96 | 69.08 | 90 | 0 |  |  | 0
1986-07-25 | Jul | 6:00 | 71.06 | 69.08 | 93 | 0 |  |  | 0
1986-07-25 | Jul | 7:00 | 71.06 | 69.08 | 93 | 0 |  |  | 0
1986-07-25 | Jul | 8:00 | 73.04 | 69.98 | 90 | 0 |  |  | 0
1986-07-25 | Jul | 9:00 | 77 | 71.06 | 82 | 0 |  |  | 0
1986-07-25 | Jul | 10:00 | 75.02 | 71.06 | 87 | 0 |  |  | 0
1986-07-25 | Jul | 11:00 | 77 | 71.06 | 82 | 0 |  |  | 0
1986-07-25 | Jul | 12:00 | 80.06 | 71.96 | 77 | 0 |  |  | 0
1986-07-25 | Jul | 13:00 | 82.94 | 73.04 | 72 | 0 |  |  | 0
1986-07-25 | Jul | 14:00 | 86 | 71.06 | 61 | 0 |  |  | 0
1986-07-25 | Jul | 15:00 | 84.02 | 69.08 | 61 | 0 |  |  | 0
1986-07-25 | Jul | 16:00 | 84.02 | 68 | 59 | 0 |  |  | 0
1986-07-25 | Jul | 17:00 | 80.96 | 69.08 | 67 | 0 |  |  | 0
1986-07-25 | Jul | 18:00 | 77 | 68 | 74 | 0 |  |  | 0
1986-07-25 | Jul | 19:00 | 73.94 | 66.92 | 79 | 0 |  |  | 0
1986-07-25 | Jul | 20:00 | 73.04 | 66.92 | 82 | 0 |  |  | 0
1986-07-25 | Jul | 21:00 | 71.96 | 64.94 | 79 | 0 |  |  | 0
1986-07-25 | Jul | 22:00 | 71.06 | 64.94 | 81 | 0 |  |  | 0
1986-07-25 | Jul | 23:00 | 69.08 | 64.04 | 84 | 0 |  |  | 0
1986-07-25 | Jul | 24:00 | 68 | 64.94 | 90 | 0 | 0 |  | 0
1986-07-26 | Jul | 1:00 | 68 | 64.94 | 90 | 0 |  |  | 0
1986-07-26 | Jul | 2:00 | 66.92 | 66.02 | 97 | 0 |  |  | 0
1986-07-26 | Jul | 3:00 | 64.94 | 64.04 | 97 | 0 |  |  | 0
1986-07-26 | Jul | 4:00 | 66.02 | 64.94 | 97 | 0 |  |  | 0
1986-07-26 | Jul | 5:00 | 66.02 | 64.94 | 97 | 0 |  |  | 0
1986-07-26 | Jul | 6:00 | 69.08 | 66.02 | 90 | 0 |  |  | 0
1986-07-26 | Jul | 7:00 | 71.96 | 66.92 | 84 | 0 |  |  | 0
1986-07-26 | Jul | 8:00 | 73.04 | 66.02 | 79 | 0 |  |  | 0
1986-07-26 | Jul | 9:00 | 75.02 | 66.02 | 74 | 0 |  |  | 0
1986-07-26 | Jul | 10:00 | 78.08 | 66.02 | 67 | 0 |  |  | 0
1986-07-26 | Jul | 11:00 | 78.98 | 66.92 | 67 | 0 |  |  | 0
1986-07-26 | Jul | 12:00 | 80.06 | 66.92 | 65 | 0 |  |  | 0
1986-07-26 | Jul | 13:00 | 82.04 | 64.04 | 55 | 0 |  |  | 0
1986-07-26 | Jul | 14:00 | 82.04 | 62.06 | 51 | 0 |  |  | 0
1986-07-26 | Jul | 15:00 | 80.06 | 59 | 49 | 0 |  |  | 0
1986-07-26 | Jul | 16:00 | 80.06 | 62.06 | 54 | 0 |  |  | 0
1986-07-26 | Jul | 17:00 | 78.98 | 62.96 | 58 | 0 |  |  | 0
1986-07-26 | Jul | 18:00 | 78.08 | 62.06 | 58 | 0 |  |  | 0
1986-07-26 | Jul | 19:00 | 75.92 | 60.98 | 60 | 0 |  |  | 0
1986-07-26 | Jul | 20:00 | 73.04 | 66.02 | 79 | 0 |  |  | 0
1986-07-26 | Jul | 21:00 | 71.96 | 66.92 | 84 | 0 |  |  | 0
1986-07-26 | Jul | 22:00 | 71.06 | 66.92 | 87 | 0 |  |  | 0
1986-07-26 | Jul | 23:00 | 68 | 66.02 | 93 | 0 |  |  | 0
1986-07-26 | Jul | 24:00 | 68 | 66.02 | 93 | 0 | 0 |  | 0
1986-07-27 | Jul | 1:00 | 68 | 66.02 | 93 | 0 |  |  | 0
1986-07-27 | Jul | 2:00 | 64.94 | 64.94 | 100 | 0 |  |  | 0
1986-07-27 | Jul | 3:00 | 64.94 | 64.94 | 100 | 0 |  |  | 0
1986-07-27 | Jul | 4:00 | 66.02 | 64.94 | 97 | 0 |  |  | 0
1986-07-27 | Jul | 5:00 | 62.96 | 62.96 | 100 | 0 |  |  | 0
1986-07-27 | Jul | 6:00 | 69.08 | 66.92 | 93 | 0 |  |  | 0
1986-07-27 | Jul | 7:00 | 73.94 | 68 | 82 | 0 |  |  | 0
1986-07-27 | Jul | 8:00 | 78.08 | 66.02 | 67 | 0 |  |  | 0
1986-07-27 | Jul | 9:00 | 80.06 | 64.04 | 58 | 0 |  |  | 0
1986-07-27 | Jul | 10:00 | 82.94 | 62.96 | 51 | 0 |  |  | 0
1986-07-27 | Jul | 11:00 | 84.02 | 60.98 | 46 | 0 |  |  | 0
1986-07-27 | Jul | 12:00 | 86 | 62.06 | 45 | 0 |  |  | 0
1986-07-27 | Jul | 13:00 | 87.08 | 60.08 | 40 | 0 |  |  | 0
1986-07-27 | Jul | 14:00 | 87.98 | 60.08 | 39 | 0 |  |  | 0
1986-07-27 | Jul | 15:00 | 89.06 | 60.98 | 39 | 0 |  |  | 0
1986-07-27 | Jul | 16:00 | 89.06 | 62.06 | 41 | 0 |  |  | 0
1986-07-27 | Jul | 17:00 | 87.08 | 62.96 | 45 | 0 |  |  | 0
1986-07-27 | Jul | 18:00 | 84.92 | 64.94 | 51 | 0 |  |  | 0
1986-07-27 | Jul | 19:00 | 84.02 | 66.02 | 55 | 0 |  |  | 0
1986-07-27 | Jul | 20:00 | 80.96 | 66.92 | 63 | 0 |  |  | 0
1986-07-27 | Jul | 21:00 | 80.06 | 68 | 67 | 0 |  |  | 0
1986-07-27 | Jul | 22:00 | 78.98 | 68 | 69 | 0 |  |  | 0
1986-07-27 | Jul | 23:00 | 78.08 | 68 | 72 | 0 |  |  | 0
1986-07-27 | Jul | 24:00 | 77 | 69.08 | 76 | 0 | 0 |  | 0
1986-07-28 | Jul | 1:00 | 66.02 | 64.04 | 93 | 0 |  |  | 0
1986-07-28 | Jul | 2:00 | 66.02 | 64.94 | 97 | 0 |  |  | 0
1986-07-28 | Jul | 3:00 | 66.02 | 64.94 | 97 | 0 |  |  | 0
1986-07-28 | Jul | 4:00 | 66.02 | 64.94 | 97 | 0 |  |  | 0
1986-07-28 | Jul | 5:00 | 66.92 | 66.02 | 97 | 0 |  |  | 0
1986-07-28 | Jul | 6:00 | 68 | 66.02 | 93 | 0 |  |  | 0
1986-07-28 | Jul | 7:00 | 71.96 | 66.92 | 84 | 0 |  |  | 0
1986-07-28 | Jul | 8:00 | 75.02 | 69.08 | 82 | 0 |  |  | 0
1986-07-28 | Jul | 9:00 | 75.92 | 71.06 | 85 | 0 |  |  | 0
1986-07-28 | Jul | 10:00 | 80.06 | 73.04 | 79 | 0 |  |  | 0
1986-07-28 | Jul | 11:00 | 82.94 | 73.04 | 72 | 0 |  |  | 0
1986-07-28 | Jul | 12:00 | 84.92 | 71.96 | 65 | 0 |  |  | 0
1986-07-28 | Jul | 13:00 | 86 | 71.96 | 63 | 0 |  |  | 0
1986-07-28 | Jul | 14:00 | 86 | 69.98 | 59 | 0 |  |  | 0
1986-07-28 | Jul | 15:00 | 84.92 | 69.98 | 61 | 0 |  |  | 0
1986-07-28 | Jul | 16:00 | 78.98 | 69.98 | 74 | 0 |  |  | 0
1986-07-28 | Jul | 17:00 | 80.06 | 69.98 | 72 | 0 |  |  | 0
1986-07-28 | Jul | 18:00 | 78.08 | 69.08 | 74 | 0 |  |  | 0
1986-07-28 | Jul | 19:00 | 77 | 64.94 | 67 | 0 |  |  | 0
1986-07-28 | Jul | 20:00 | 71.96 | 68 | 87 | 0 |  |  | 0
1986-07-28 | Jul | 21:00 | 71.06 | 66.92 | 87 | 0 |  |  | 0
1986-07-28 | Jul | 22:00 | 69.98 | 66.02 | 87 | 0 |  |  | 0
1986-07-28 | Jul | 23:00 | 66.92 | 66.02 | 97 | 0 |  |  | 0
1986-07-28 | Jul | 24:00 | 66.92 | 66.02 | 97 | 0 | 0 |  | 0
1986-07-29 | Jul | 1:00 | 68 | 66.02 | 93 | 0 |  |  | 0
1986-07-29 | Jul | 2:00 | 68 | 64.04 | 87 | 0 |  |  | 0
1986-07-29 | Jul | 3:00 | 68 | 64.04 | 87 | 0 |  |  | 0
1986-07-29 | Jul | 4:00 | 68 | 64.04 | 87 | 0 |  |  | 0
1986-07-29 | Jul | 5:00 | 68 | 64.04 | 87 | 0 |  |  | 0
1986-07-29 | Jul | 6:00 | 69.98 | 64.94 | 84 | 0 |  |  | 0
1986-07-29 | Jul | 7:00 | 71.96 | 66.02 | 82 | 0 |  |  | 0
1986-07-29 | Jul | 8:00 | 73.94 | 64.94 | 74 | 0 |  |  | 0
1986-07-29 | Jul | 9:00 | 75.92 | 64.94 | 69 | 0 |  |  | 0
1986-07-29 | Jul | 10:00 | 77 | 64.94 | 67 | 0 |  |  | 0
1986-07-29 | Jul | 11:00 | 78.98 | 62.96 | 58 | 0 |  |  | 0
1986-07-29 | Jul | 12:00 | 80.06 | 62.06 | 54 | 0 |  |  | 0
1986-07-29 | Jul | 13:00 | 80.96 | 60.98 | 51 | 0 |  |  | 0
1986-07-29 | Jul | 14:00 | 82.04 | 59 | 46 | 0 |  |  | 0
1986-07-29 | Jul | 15:00 | 82.04 | 57.92 | 44 | 0 |  |  | 0
1986-07-29 | Jul | 16:00 | 80.96 | 57.02 | 44 | 0 |  |  | 0
1986-07-29 | Jul | 17:00 | 80.06 | 55.94 | 44 | 0 |  |  | 0
1986-07-29 | Jul | 18:00 | 78.08 | 57.02 | 49 | 0 |  |  | 0
1986-07-29 | Jul | 19:00 | 75.02 | 55.94 | 52 | 0 |  |  | 0
1986-07-29 | Jul | 20:00 | 73.04 | 53.96 | 52 | 0 |  |  | 0
1986-07-29 | Jul | 21:00 | 71.06 | 55.04 | 57 | 0 |  |  | 0
1986-07-29 | Jul | 22:00 | 69.98 | 57.92 | 66 | 0 |  |  | 0
1986-07-29 | Jul | 23:00 | 64.94 | 60.98 | 87 | 0 |  |  | 0
1986-07-29 | Jul | 24:00 | 64.04 | 60.08 | 87 | 0 | 0 |  | 0
1986-07-30 | Jul | 1:00 | 64.04 | 60.98 | 90 | 0 |  |  | 0
1986-07-30 | Jul | 2:00 | 64.04 | 60.08 | 87 | 0 |  |  | 0
1986-07-30 | Jul | 3:00 | 60.08 | 59 | 97 | 0 |  |  | 0
1986-07-30 | Jul | 4:00 | 60.98 | 59 | 93 | 0 |  |  | 0
1986-07-30 | Jul | 5:00 | 60.08 | 57.92 | 93 | 0 |  |  | 0
1986-07-30 | Jul | 6:00 | 62.06 | 60.08 | 93 | 0 |  |  | 0
1986-07-30 | Jul | 7:00 | 68 | 62.96 | 84 | 0 |  |  | 0
1986-07-30 | Jul | 8:00 | 73.04 | 64.04 | 74 | 0 |  |  | 0
1986-07-30 | Jul | 9:00 | 75.02 | 62.06 | 64 | 0 |  |  | 0
1986-07-30 | Jul | 10:00 | 78.08 | 62.06 | 58 | 0 |  |  | 0
1986-07-30 | Jul | 11:00 | 82.04 | 60.98 | 49 | 0 |  |  | 0
1986-07-30 | Jul | 12:00 | 84.92 | 60.98 | 45 | 0 |  |  | 0
1986-07-30 | Jul | 13:00 | 84.02 | 60.08 | 44 | 0 |  |  | 0
1986-07-30 | Jul | 14:00 | 82.94 | 57.02 | 41 | 0 |  |  | 0
1986-07-30 | Jul | 15:00 | 84.02 | 53.96 | 36 | 0 |  |  | 0
1986-07-30 | Jul | 16:00 | 84.02 | 59 | 43 | 0 |  |  | 0
1986-07-30 | Jul | 17:00 | 84.02 | 57.02 | 40 | 0 |  |  | 0
1986-07-30 | Jul | 18:00 | 82.94 | 57.02 | 41 | 0 |  |  | 0
1986-07-30 | Jul | 19:00 | 80.06 | 55.04 | 42 | 0 |  |  | 0
1986-07-30 | Jul | 20:00 | 78.08 | 60.08 | 54 | 0 |  |  | 0
1986-07-30 | Jul | 21:00 | 75.92 | 60.98 | 60 | 0 |  |  | 0
1986-07-30 | Jul | 22:00 | 75.02 | 62.06 | 64 | 0 |  |  | 0
1986-07-30 | Jul | 23:00 | 71.96 | 62.96 | 73 | 0 |  |  | 0
1986-07-30 | Jul | 24:00 | 71.06 | 62.96 | 76 | 0 | 0 |  | 0
1986-07-31 | Jul | 1:00 | 66.92 | 62.96 | 87 | 0 |  |  | 0
1986-07-31 | Jul | 2:00 | 69.98 | 62.96 | 79 | 0 |  |  | 0
1986-07-31 | Jul | 3:00 | 69.98 | 62.06 | 76 | 0 |  |  | 0
1986-07-31 | Jul | 4:00 | 69.08 | 62.06 | 79 | 0 |  |  | 0
1986-07-31 | Jul | 5:00 | 66.02 | 62.96 | 90 | 0 |  |  | 0
1986-07-31 | Jul | 6:00 | 71.06 | 64.04 | 79 | 0 |  |  | 0
1986-07-31 | Jul | 7:00 | 75.02 | 62.96 | 66 | 0 |  |  | 0
1986-07-31 | Jul | 8:00 | 75.92 | 64.04 | 67 | 0 |  |  | 0
1986-07-31 | Jul | 9:00 | 80.06 | 64.04 | 58 | 0 |  |  | 0
1986-07-31 | Jul | 10:00 | 82.94 | 64.04 | 53 | 0 |  |  | 0
1986-07-31 | Jul | 11:00 | 84.92 | 62.06 | 46 | 0 |  |  | 0
1986-07-31 | Jul | 12:00 | 87.08 | 64.04 | 46 | 0 |  |  | 0
1986-07-31 | Jul | 13:00 | 89.06 | 69.08 | 52 | 0 |  |  | 0
1986-07-31 | Jul | 14:00 | 87.98 | 66.02 | 48 | 0 |  |  | 0
1986-07-31 | Jul | 15:00 | 82.94 | 66.92 | 59 | 0 |  |  | 0
1986-07-31 | Jul | 16:00 | 84.92 | 68 | 57 | 0 |  |  | 0
1986-07-31 | Jul | 17:00 | 80.06 | 69.08 | 69 | 0 |  |  | 0
1986-07-31 | Jul | 18:00 | 80.06 | 64.94 | 60 | 0 |  |  | 0
1986-07-31 | Jul | 19:00 | 78.08 | 64.04 | 62 | 0 |  |  | 0
1986-07-31 | Jul | 20:00 | 77 | 62.06 | 60 | 0 |  |  | 0
1986-07-31 | Jul | 21:00 | 75.02 | 60.98 | 62 | 0 |  |  | 0
1986-07-31 | Jul | 22:00 | 73.4 | 60.98 | 50 | 0 |  |  | 0
1986-07-31 | Jul | 23:00 | 71.96 | 60.98 | 59 | 0 |  |  | 0
1986-07-31 | Jul | 24:00 | 70.34 | 60.98 | 66 | 0 | 0 |  | 0
1989-08-01 | Aug | 1:00 | 68.72 | 60.98 | 87 | 0 |  |  | 0
1989-08-01 | Aug | 2:00 | 67.1 | 60.98 | 93 | 0 |  |  | 0
1989-08-01 | Aug | 3:00 | 65.66 | 60.98 | 97 | 0 |  |  | 0
1989-08-01 | Aug | 4:00 | 64.04 | 60.98 | 90 | 0 |  |  | 0
1989-08-01 | Aug | 5:00 | 64.04 | 60.08 | 87 | 0 |  |  | 0
1989-08-01 | Aug | 6:00 | 64.94 | 62.06 | 90 | 0 |  |  | 0
1989-08-01 | Aug | 7:00 | 68 | 64.04 | 87 | 0 |  |  | 0
1989-08-01 | Aug | 8:00 | 71.96 | 62.96 | 73 | 0 |  |  | 0
1989-08-01 | Aug | 9:00 | 75.02 | 62.06 | 64 | 0 |  |  | 0
1989-08-01 | Aug | 10:00 | 78.08 | 62.96 | 60 | 0 |  |  | 0
1989-08-01 | Aug | 11:00 | 80.06 | 64.04 | 58 | 0 |  |  | 0
1989-08-01 | Aug | 12:00 | 80.96 | 64.04 | 56 | 0 |  |  | 0
1989-08-01 | Aug | 13:00 | 80.96 | 64.04 | 56 | 0 |  |  | 0
1989-08-01 | Aug | 14:00 | 82.04 | 62.96 | 53 | 0 |  |  | 0
1989-08-01 | Aug | 15:00 | 80.06 | 60.98 | 52 | 0 |  |  | 0
1989-08-01 | Aug | 16:00 | 82.04 | 60.98 | 49 | 0 |  |  | 0
1989-08-01 | Aug | 17:00 | 80.96 | 59 | 47 | 0 |  |  | 0
1989-08-01 | Aug | 18:00 | 78.98 | 59 | 51 | 0 |  |  | 0
1989-08-01 | Aug | 19:00 | 78.98 | 59 | 51 | 0 |  |  | 0
1989-08-01 | Aug | 20:00 | 73.94 | 60.98 | 64 | 0 |  |  | 0
1989-08-01 | Aug | 21:00 | 73.04 | 60.98 | 66 | 0 |  |  | 0
1989-08-01 | Aug | 22:00 | 66.02 | 60.08 | 81 | 0 |  |  | 0
1989-08-01 | Aug | 23:00 | 66.02 | 60.98 | 84 | 0 |  |  | 0
1989-08-01 | Aug | 24:00 | 64.94 | 62.06 | 90 | 0 | 0 |  | 0
1989-08-02 | Aug | 1:00 | 64.04 | 60.08 | 87 | 0 |  |  | 0
1989-08-02 | Aug | 2:00 | 62.96 | 60.08 | 90 | 0 |  |  | 0
1989-08-02 | Aug | 3:00 | 64.04 | 60.98 | 90 | 0 |  |  | 0
1989-08-02 | Aug | 4:00 | 62.96 | 59 | 87 | 0 |  |  | 0
1989-08-02 | Aug | 5:00 | 64.94 | 60.08 | 84 | 0 |  |  | 0
1989-08-02 | Aug | 6:00 | 64.94 | 60.98 | 87 | 0 |  |  | 0
1989-08-02 | Aug | 7:00 | 71.06 | 64.04 | 79 | 0 |  |  | 0
1989-08-02 | Aug | 8:00 | 75.02 | 64.04 | 69 | 0 |  |  | 0
1989-08-02 | Aug | 9:00 | 80.06 | 64.94 | 60 | 0 |  |  | 0
1989-08-02 | Aug | 10:00 | 80.96 | 62.96 | 54 | 0 |  |  | 0
1989-08-02 | Aug | 11:00 | 84.02 | 64.04 | 51 | 0 |  |  | 0
1989-08-02 | Aug | 12:00 | 84.02 | 62.96 | 49 | 0 |  |  | 0
1989-08-02 | Aug | 13:00 | 84.92 | 64.04 | 50 | 0 |  |  | 0
1989-08-02 | Aug | 14:00 | 84.92 | 64.94 | 51 | 0 |  |  | 0
1989-08-02 | Aug | 15:00 | 84.92 | 64.94 | 51 | 0 |  |  | 0
1989-08-02 | Aug | 16:00 | 84.92 | 66.02 | 53 | 0 |  |  | 0
1989-08-02 | Aug | 17:00 | 84.02 | 66.02 | 55 | 0 |  |  | 0
1989-08-02 | Aug | 18:00 | 80.96 | 66.92 | 63 | 0 |  |  | 0
1989-08-02 | Aug | 19:00 | 78.98 | 66.02 | 65 | 0 |  |  | 0
1989-08-02 | Aug | 20:00 | 75.92 | 66.92 | 74 | 0 |  |  | 0
1989-08-02 | Aug | 21:00 | 73.94 | 66.92 | 79 | 0 |  |  | 0
1989-08-02 | Aug | 22:00 | 73.94 | 66.92 | 79 | 0 |  |  | 0
1989-08-02 | Aug | 23:00 | 73.04 | 66.92 | 82 | 0 |  |  | 0
1989-08-02 | Aug | 24:00 | 71.96 | 66.92 | 84 | 0 | 0 |  | 0
1989-08-03 | Aug | 1:00 | 71.06 | 66.92 | 87 | 0 |  |  | 0
1989-08-03 | Aug | 2:00 | 71.06 | 66.92 | 87 | 0 |  |  | 0
1989-08-03 | Aug | 3:00 | 69.98 | 64.94 | 84 | 0 |  |  | 0
1989-08-03 | Aug | 4:00 | 71.06 | 64.04 | 79 | 0 |  |  | 0
1989-08-03 | Aug | 5:00 | 71.06 | 66.02 | 84 | 0 |  |  | 0
1989-08-03 | Aug | 6:00 | 73.04 | 66.92 | 82 | 0 |  |  | 0
1989-08-03 | Aug | 7:00 | 77 | 69.08 | 76 | 0 |  |  | 0
1989-08-03 | Aug | 8:00 | 80.06 | 71.06 | 74 | 0 |  |  | 0
1989-08-03 | Aug | 9:00 | 82.94 | 71.96 | 70 | 0 |  |  | 0
1989-08-03 | Aug | 10:00 | 84.92 | 73.04 | 67 | 0 |  |  | 0
1989-08-03 | Aug | 11:00 | 87.08 | 73.04 | 63 | 0 |  |  | 0
1989-08-03 | Aug | 12:00 | 87.08 | 71.96 | 61 | 0 |  |  | 0
1989-08-03 | Aug | 13:00 | 87.08 | 71.96 | 61 | 0 |  |  | 0
1989-08-03 | Aug | 14:00 | 89.06 | 73.04 | 59 | 0 |  |  | 0
1989-08-03 | Aug | 15:00 | 89.06 | 71.96 | 57 | 0 |  |  | 0
1989-08-03 | Aug | 16:00 | 89.06 | 71.06 | 55 | 0 |  |  | 0
1989-08-03 | Aug | 17:00 | 87.08 | 71.96 | 61 | 0 |  |  | 0
1989-08-03 | Aug | 18:00 | 87.08 | 73.04 | 63 | 0 |  |  | 0
1989-08-03 | Aug | 19:00 | 84.92 | 71.96 | 65 | 0 |  |  | 0
1989-08-03 | Aug | 20:00 | 84.92 | 71.96 | 65 | 0 |  |  | 0
1989-08-03 | Aug | 21:00 | 78.98 | 71.96 | 79 | 0 |  |  | 0
1989-08-03 | Aug | 22:00 | 78.08 | 75.02 | 91 | 0 |  |  | 0
1989-08-03 | Aug | 23:00 | 78.08 | 73.94 | 88 | 0 |  |  | 0
1989-08-03 | Aug | 24:00 | 78.98 | 73.94 | 85 | 0 | 0 |  | 0
1989-08-04 | Aug | 1:00 | 78.98 | 73.94 | 85 | 0 |  |  | 0
1989-08-04 | Aug | 2:00 | 73.94 | 69.08 | 85 | 0 |  |  | 0
1989-08-04 | Aug | 3:00 | 75.92 | 71.96 | 88 | 0 |  |  | 0
1989-08-04 | Aug | 4:00 | 75.92 | 71.96 | 88 | 0 |  |  | 0
1989-08-04 | Aug | 5:00 | 75.02 | 73.04 | 94 | 0 |  |  | 0
1989-08-04 | Aug | 6:00 | 75.02 | 66.02 | 74 | 0 |  |  | 0
1989-08-04 | Aug | 7:00 | 73.94 | 69.98 | 87 | 0 |  |  | 0
1989-08-04 | Aug | 8:00 | 75.92 | 75.02 | 97 | 0 |  |  | 0
1989-08-04 | Aug | 9:00 | 78.98 | 75.92 | 91 | 0 |  |  | 0
1989-08-04 | Aug | 10:00 | 80.96 | 75.02 | 82 | 0 |  |  | 0
1989-08-04 | Aug | 11:00 | 84.92 | 75.92 | 75 | 0 |  |  | 0
1989-08-04 | Aug | 12:00 | 86 | 75.02 | 70 | 0 |  |  | 0
1989-08-04 | Aug | 13:00 | 87.08 | 75.92 | 70 | 0 |  |  | 0
1989-08-04 | Aug | 14:00 | 87.08 | 75.92 | 70 | 0 |  |  | 0
1989-08-04 | Aug | 15:00 | 87.98 | 77 | 70 | 0 |  |  | 0
1989-08-04 | Aug | 16:00 | 87.98 | 77 | 70 | 0 |  |  | 0
1989-08-04 | Aug | 17:00 | 87.98 | 75.92 | 68 | 0 |  |  | 0
1989-08-04 | Aug | 18:00 | 86 | 77 | 75 | 0 |  |  | 0
1989-08-04 | Aug | 19:00 | 84.02 | 77 | 80 | 0 |  |  | 0
1989-08-04 | Aug | 20:00 | 82.94 | 77 | 82 | 0 |  |  | 0
1989-08-04 | Aug | 21:00 | 82.04 | 78.08 | 88 | 0 |  |  | 0
1989-08-04 | Aug | 22:00 | 82.94 | 77 | 82 | 0 |  |  | 0
1989-08-04 | Aug | 23:00 | 82.94 | 77 | 82 | 0 |  |  | 0
1989-08-04 | Aug | 24:00 | 71.06 | 66.02 | 84 | 0 | 0 |  | 0
1989-08-05 | Aug | 1:00 | 68 | 64.94 | 90 | 0 |  |  | 0
1989-08-05 | Aug | 2:00 | 69.08 | 64.94 | 87 | 0 |  |  | 0
1989-08-05 | Aug | 3:00 | 69.08 | 64.94 | 87 | 0 |  |  | 0
1989-08-05 | Aug | 4:00 | 68 | 64.04 | 87 | 0 |  |  | 0
1989-08-05 | Aug | 5:00 | 69.08 | 66.02 | 90 | 0 |  |  | 0
1989-08-05 | Aug | 6:00 | 69.98 | 66.02 | 87 | 0 |  |  | 0
1989-08-05 | Aug | 7:00 | 71.06 | 68 | 90 | 0 |  |  | 0
1989-08-05 | Aug | 8:00 | 73.04 | 69.98 | 90 | 0 |  |  | 0
1989-08-05 | Aug | 9:00 | 73.94 | 69.08 | 85 | 0 |  |  | 0
1989-08-05 | Aug | 10:00 | 78.08 | 69.08 | 74 | 0 |  |  | 0
1989-08-05 | Aug | 11:00 | 80.96 | 69.98 | 69 | 0 |  |  | 0
1989-08-05 | Aug | 12:00 | 82.94 | 71.06 | 67 | 0 |  |  | 0
1989-08-05 | Aug | 13:00 | 82.94 | 71.06 | 67 | 0 |  |  | 0
1989-08-05 | Aug | 14:00 | 82.04 | 62.96 | 53 | 0 |  |  | 0
1989-08-05 | Aug | 15:00 | 86 | 64.04 | 48 | 0 |  |  | 0
1989-08-05 | Aug | 16:00 | 86 | 64.94 | 50 | 0 |  |  | 0
1989-08-05 | Aug | 17:00 | 84.92 | 64.94 | 51 | 0 |  |  | 0
1989-08-05 | Aug | 18:00 | 82.04 | 64.94 | 57 | 0 |  |  | 0
1989-08-05 | Aug | 19:00 | 78.98 | 66.02 | 65 | 0 |  |  | 0
1989-08-05 | Aug | 20:00 | 75.92 | 66.92 | 74 | 0 |  |  | 0
1989-08-05 | Aug | 21:00 | 75.02 | 68 | 79 | 0 |  |  | 0
1989-08-05 | Aug | 22:00 | 75.02 | 66.92 | 76 | 0 |  |  | 0
1989-08-05 | Aug | 23:00 | 71.96 | 64.94 | 79 | 0 |  |  | 0
1989-08-05 | Aug | 24:00 | 71.96 | 62.96 | 73 | 0 | 0 |  | 0
1989-08-06 | Aug | 1:00 | 68 | 60.98 | 78 | 0 |  |  | 0
1989-08-06 | Aug | 2:00 | 68 | 60.08 | 76 | 0 |  |  | 0
1989-08-06 | Aug | 3:00 | 66.92 | 60.08 | 78 | 0 |  |  | 0
1989-08-06 | Aug | 4:00 | 64.94 | 57.92 | 78 | 0 |  |  | 0
1989-08-06 | Aug | 5:00 | 64.04 | 57.92 | 81 | 0 |  |  | 0
1989-08-06 | Aug | 6:00 | 64.94 | 59 | 81 | 0 |  |  | 0
1989-08-06 | Aug | 7:00 | 68 | 59 | 73 | 0 |  |  | 0
1989-08-06 | Aug | 8:00 | 69.98 | 59 | 68 | 0 |  |  | 0
1989-08-06 | Aug | 9:00 | 71.06 | 60.08 | 68 | 0 |  |  | 0
1989-08-06 | Aug | 10:00 | 69.98 | 60.08 | 71 | 0 |  |  | 0
1989-08-06 | Aug | 11:00 | 62.96 | 57.92 | 84 | 0 |  |  | 0
1989-08-06 | Aug | 12:00 | 60.98 | 59 | 93 | 0 |  |  | 0
1989-08-06 | Aug | 13:00 | 62.96 | 57.02 | 81 | 0 |  |  | 0
1989-08-06 | Aug | 14:00 | 64.04 | 51.98 | 65 | 0 |  |  | 0
1989-08-06 | Aug | 15:00 | 60.98 | 50 | 67 | 0 |  |  | 0
1989-08-06 | Aug | 16:00 | 60.08 | 48.02 | 65 | 0 |  |  | 0
1989-08-06 | Aug | 17:00 | 60.98 | 48.02 | 63 | 0 |  |  | 0
1989-08-06 | Aug | 18:00 | 62.06 | 46.94 | 58 | 0 |  |  | 0
1989-08-06 | Aug | 19:00 | 60.08 | 46.94 | 62 | 0 |  |  | 0
1989-08-06 | Aug | 20:00 | 57.02 | 48.02 | 72 | 0 |  |  | 0
1989-08-06 | Aug | 21:00 | 55.04 | 50 | 83 | 0 |  |  | 0
1989-08-06 | Aug | 22:00 | 55.04 | 51.08 | 87 | 0 |  |  | 0
1989-08-06 | Aug | 23:00 | 53.96 | 51.08 | 90 | 0 |  |  | 0
1989-08-06 | Aug | 24:00 | 53.96 | 50 | 86 | 0 | 0 |  | 0
1989-08-07 | Aug | 1:00 | 53.06 | 50 | 90 | 0 |  |  | 0
1989-08-07 | Aug | 2:00 | 55.04 | 51.98 | 90 | 0 |  |  | 0
1989-08-07 | Aug | 3:00 | 55.04 | 51.08 | 87 | 0 |  |  | 0
1989-08-07 | Aug | 4:00 | 53.06 | 46.04 | 77 | 0 |  |  | 0
1989-08-07 | Aug | 5:00 | 53.06 | 48.02 | 83 | 0 |  |  | 0
1989-08-07 | Aug | 6:00 | 55.04 | 48.92 | 80 | 0 |  |  | 0
1989-08-07 | Aug | 7:00 | 60.08 | 50 | 70 | 0 |  |  | 0
1989-08-07 | Aug | 8:00 | 62.96 | 48.02 | 58 | 0 |  |  | 0
1989-08-07 | Aug | 9:00 | 66.92 | 46.04 | 47 | 0 |  |  | 0
1989-08-07 | Aug | 10:00 | 68 | 46.94 | 47 | 0 |  |  | 0
1989-08-07 | Aug | 11:00 | 69.08 | 46.94 | 46 | 0 |  |  | 0
1989-08-07 | Aug | 12:00 | 69.08 | 46.04 | 44 | 0 |  |  | 0
1989-08-07 | Aug | 13:00 | 71.06 | 46.94 | 43 | 0 |  |  | 0
1989-08-07 | Aug | 14:00 | 69.08 | 48.92 | 49 | 0 |  |  | 0
1989-08-07 | Aug | 15:00 | 69.08 | 51.08 | 53 | 0 |  |  | 0
1989-08-07 | Aug | 16:00 | 68 | 51.08 | 55 | 0 |  |  | 0
1989-08-07 | Aug | 17:00 | 68 | 50 | 53 | 0 |  |  | 0
1989-08-07 | Aug | 18:00 | 66.92 | 50 | 55 | 0 |  |  | 0
1989-08-07 | Aug | 19:00 | 62.96 | 50 | 63 | 0 |  |  | 0
1989-08-07 | Aug | 20:00 | 60.08 | 50 | 70 | 0 |  |  | 0
1989-08-07 | Aug | 21:00 | 57.92 | 50 | 75 | 0 |  |  | 0
1989-08-07 | Aug | 22:00 | 57.02 | 51.08 | 81 | 0 |  |  | 0
1989-08-07 | Aug | 23:00 | 55.94 | 50 | 80 | 0 |  |  | 0
1989-08-07 | Aug | 24:00 | 55.04 | 48.92 | 80 | 0 | 0 |  | 0
1989-08-08 | Aug | 1:00 | 55.94 | 51.08 | 83 | 0 |  |  | 0
1989-08-08 | Aug | 2:00 | 55.94 | 51.08 | 83 | 0 |  |  | 0
1989-08-08 | Aug | 3:00 | 55.04 | 50 | 83 | 0 |  |  | 0
1989-08-08 | Aug | 4:00 | 53.06 | 46.04 | 77 | 0 |  |  | 0
1989-08-08 | Aug | 5:00 | 53.06 | 48.02 | 83 | 0 |  |  | 0
1989-08-08 | Aug | 6:00 | 55.04 | 50 | 83 | 0 |  |  | 0
1989-08-08 | Aug | 7:00 | 60.08 | 51.08 | 72 | 0 |  |  | 0
1989-08-08 | Aug | 8:00 | 64.94 | 51.08 | 61 | 0 |  |  | 0
1989-08-08 | Aug | 9:00 | 69.08 | 50 | 51 | 0 |  |  | 0
1989-08-08 | Aug | 10:00 | 73.04 | 51.98 | 48 | 0 |  |  | 0
1989-08-08 | Aug | 11:00 | 75.02 | 51.98 | 45 | 0 |  |  | 0
1989-08-08 | Aug | 12:00 | 73.94 | 50 | 43 | 0 |  |  | 0
1989-08-08 | Aug | 13:00 | 77 | 51.98 | 42 | 0 |  |  | 0
1989-08-08 | Aug | 14:00 | 75.02 | 51.98 | 45 | 0 |  |  | 0
1989-08-08 | Aug | 15:00 | 75.02 | 53.96 | 48 | 0 |  |  | 0
1989-08-08 | Aug | 16:00 | 75.92 | 55.04 | 48 | 0 |  |  | 0
1989-08-08 | Aug | 17:00 | 73.04 | 53.96 | 52 | 0 |  |  | 0
1989-08-08 | Aug | 18:00 | 73.04 | 55.94 | 55 | 0 |  |  | 0
1989-08-08 | Aug | 19:00 | 66.92 | 57.92 | 73 | 0 |  |  | 0
1989-08-08 | Aug | 20:00 | 66.02 | 59 | 78 | 0 |  |  | 0
1989-08-08 | Aug | 21:00 | 62.96 | 57.92 | 84 | 0 |  |  | 0
1989-08-08 | Aug | 22:00 | 62.96 | 57.02 | 81 | 0 |  |  | 0
1989-08-08 | Aug | 23:00 | 62.96 | 60.08 | 90 | 0 |  |  | 0
1989-08-08 | Aug | 24:00 | 62.96 | 60.08 | 90 | 0 | 0 |  | 0
1989-08-09 | Aug | 1:00 | 62.96 | 60.08 | 90 | 0 |  |  | 0
1989-08-09 | Aug | 2:00 | 64.04 | 60.08 | 87 | 0 |  |  | 0
1989-08-09 | Aug | 3:00 | 64.04 | 59 | 84 | 0 |  |  | 0
1989-08-09 | Aug | 4:00 | 60.98 | 55.04 | 81 | 0 |  |  | 0
1989-08-09 | Aug | 5:00 | 60.08 | 57.02 | 90 | 0 |  |  | 0
1989-08-09 | Aug | 6:00 | 60.08 | 57.92 | 93 | 0 |  |  | 0
1989-08-09 | Aug | 7:00 | 64.94 | 59 | 81 | 0 |  |  | 0
1989-08-09 | Aug | 8:00 | 69.98 | 57.92 | 66 | 0 |  |  | 0
1989-08-09 | Aug | 9:00 | 73.04 | 59 | 62 | 0 |  |  | 0
1989-08-09 | Aug | 10:00 | 77 | 60.08 | 56 | 0 |  |  | 0
1989-08-09 | Aug | 11:00 | 78.98 | 59 | 51 | 0 |  |  | 0
1989-08-09 | Aug | 12:00 | 80.06 | 55.94 | 44 | 0 |  |  | 0
1989-08-09 | Aug | 13:00 | 78.08 | 57.02 | 49 | 0 |  |  | 0
1989-08-09 | Aug | 14:00 | 80.96 | 57.02 | 44 | 0 |  |  | 0
1989-08-09 | Aug | 15:00 | 77 | 59 | 54 | 0 |  |  | 0
1989-08-09 | Aug | 16:00 | 75.92 | 60.08 | 58 | 0 |  |  | 0
1989-08-09 | Aug | 17:00 | 73.94 | 59 | 60 | 0 |  |  | 0
1989-08-09 | Aug | 18:00 | 73.04 | 57.92 | 60 | 0 |  |  | 0
1989-08-09 | Aug | 19:00 | 69.98 | 59 | 68 | 0 |  |  | 0
1989-08-09 | Aug | 20:00 | 68 | 60.08 | 76 | 0 |  |  | 0
1989-08-09 | Aug | 21:00 | 66.02 | 59 | 78 | 0 |  |  | 0
1989-08-09 | Aug | 22:00 | 66.92 | 57.92 | 73 | 0 |  |  | 0
1989-08-09 | Aug | 23:00 | 64.04 | 57.02 | 78 | 0 |  |  | 0
1989-08-09 | Aug | 24:00 | 64.04 | 57.02 | 78 | 0 | 0 |  | 0
1989-08-10 | Aug | 1:00 | 64.04 | 57.02 | 78 | 0 |  |  | 0
1989-08-10 | Aug | 2:00 | 64.04 | 57.92 | 81 | 0 |  |  | 0
1989-08-10 | Aug | 3:00 | 62.96 | 57.02 | 81 | 0 |  |  | 0
1989-08-10 | Aug | 4:00 | 62.96 | 55.04 | 75 | 0 |  |  | 0
1989-08-10 | Aug | 5:00 | 62.06 | 55.94 | 81 | 0 |  |  | 0
1989-08-10 | Aug | 6:00 | 62.96 | 57.02 | 81 | 0 |  |  | 0
1989-08-10 | Aug | 7:00 | 66.92 | 57.92 | 73 | 0 |  |  | 0
1989-08-10 | Aug | 8:00 | 71.96 | 59 | 64 | 0 |  |  | 0
1989-08-10 | Aug | 9:00 | 75.92 | 60.08 | 58 | 0 |  |  | 0
1989-08-10 | Aug | 10:00 | 78.08 | 62.06 | 58 | 0 |  |  | 0
1989-08-10 | Aug | 11:00 | 80.06 | 60.08 | 51 | 0 |  |  | 0
1989-08-10 | Aug | 12:00 | 80.96 | 60.98 | 51 | 0 |  |  | 0
1989-08-10 | Aug | 13:00 | 82.04 | 57.02 | 43 | 0 |  |  | 0
1989-08-10 | Aug | 14:00 | 82.94 | 59 | 44 | 0 |  |  | 0
1989-08-10 | Aug | 15:00 | 82.94 | 57.92 | 43 | 0 |  |  | 0
1989-08-10 | Aug | 16:00 | 77 | 60.08 | 56 | 0 |  |  | 0
1989-08-10 | Aug | 17:00 | 71.96 | 64.94 | 79 | 0 |  |  | 0
1989-08-10 | Aug | 18:00 | 69.98 | 62.96 | 79 | 0 |  |  | 0
1989-08-10 | Aug | 19:00 | 66.92 | 62.96 | 87 | 0 |  |  | 0
1989-08-10 | Aug | 20:00 | 68 | 62.06 | 81 | 0 |  |  | 0
1989-08-10 | Aug | 21:00 | 69.98 | 62.06 | 76 | 0 |  |  | 0
1989-08-10 | Aug | 22:00 | 69.08 | 62.06 | 79 | 0 |  |  | 0
1989-08-10 | Aug | 23:00 | 66.92 | 62.06 | 84 | 0 |  |  | 0
1989-08-10 | Aug | 24:00 | 66.02 | 60.08 | 81 | 0 | 0 |  | 0
1989-08-11 | Aug | 1:00 | 64.94 | 60.08 | 84 | 0 |  |  | 0
1989-08-11 | Aug | 2:00 | 64.04 | 60.08 | 87 | 0 |  |  | 0
1989-08-11 | Aug | 3:00 | 62.96 | 60.08 | 90 | 0 |  |  | 0
1989-08-11 | Aug | 4:00 | 62.06 | 59 | 90 | 0 |  |  | 0
1989-08-11 | Aug | 5:00 | 60.98 | 57.92 | 90 | 0 |  |  | 0
1989-08-11 | Aug | 6:00 | 60.98 | 60.08 | 97 | 0 |  |  | 0
1989-08-11 | Aug | 7:00 | 68 | 62.96 | 84 | 0 |  |  | 0
1989-08-11 | Aug | 8:00 | 75.02 | 62.06 | 64 | 0 |  |  | 0
1989-08-11 | Aug | 9:00 | 75.92 | 60.08 | 58 | 0 |  |  | 0
1989-08-11 | Aug | 10:00 | 80.06 | 59 | 49 | 0 |  |  | 0
1989-08-11 | Aug | 11:00 | 80.06 | 59 | 49 | 0 |  |  | 0
1989-08-11 | Aug | 12:00 | 71.96 | 60.98 | 69 | 0 |  |  | 0
1989-08-11 | Aug | 13:00 | 78.08 | 62.96 | 60 | 0 |  |  | 0
1989-08-11 | Aug | 14:00 | 71.96 | 59 | 64 | 0 |  |  | 0
1989-08-11 | Aug | 15:00 | 73.04 | 62.06 | 69 | 0 |  |  | 0
1989-08-11 | Aug | 16:00 | 75.92 | 62.06 | 62 | 0 |  |  | 0
1989-08-11 | Aug | 17:00 | 78.08 | 62.06 | 58 | 0 |  |  | 0
1989-08-11 | Aug | 18:00 | 75.92 | 64.94 | 69 | 0 |  |  | 0
1989-08-11 | Aug | 19:00 | 71.96 | 60.98 | 69 | 0 |  |  | 0
1989-08-11 | Aug | 20:00 | 68 | 62.06 | 81 | 0 |  |  | 0
1989-08-11 | Aug | 21:00 | 66.02 | 62.06 | 87 | 0 |  |  | 0
1989-08-11 | Aug | 22:00 | 64.04 | 62.06 | 93 | 0 |  |  | 0
1989-08-11 | Aug | 23:00 | 64.04 | 62.06 | 93 | 0 |  |  | 0
1989-08-11 | Aug | 24:00 | 64.94 | 62.96 | 93 | 0 | 0 |  | 0
1989-08-12 | Aug | 1:00 | 62.96 | 59 | 87 | 0 |  |  | 0
1989-08-12 | Aug | 2:00 | 62.96 | 60.98 | 93 | 0 |  |  | 0
1989-08-12 | Aug | 3:00 | 62.96 | 60.98 | 93 | 0 |  |  | 0
1989-08-12 | Aug | 4:00 | 60.98 | 59 | 93 | 0 |  |  | 0
1989-08-12 | Aug | 5:00 | 62.06 | 60.08 | 93 | 0 |  |  | 0
1989-08-12 | Aug | 6:00 | 60.98 | 55.04 | 81 | 0 |  |  | 0
1989-08-12 | Aug | 7:00 | 68 | 62.06 | 81 | 0 |  |  | 0
1989-08-12 | Aug | 8:00 | 73.94 | 62.96 | 69 | 0 |  |  | 0
1989-08-12 | Aug | 9:00 | 77 | 62.06 | 60 | 0 |  |  | 0
1989-08-12 | Aug | 10:00 | 78.98 | 60.98 | 54 | 0 |  |  | 0
1989-08-12 | Aug | 11:00 | 80.96 | 60.08 | 49 | 0 |  |  | 0
1989-08-12 | Aug | 12:00 | 80.06 | 59 | 49 | 0 |  |  | 0
1989-08-12 | Aug | 13:00 | 82.94 | 60.08 | 46 | 0 |  |  | 0
1989-08-12 | Aug | 14:00 | 71.06 | 62.96 | 76 | 0 |  |  | 0
1989-08-12 | Aug | 15:00 | 69.08 | 60.98 | 76 | 0 |  |  | 0
1989-08-12 | Aug | 16:00 | 69.98 | 64.94 | 84 | 0 |  |  | 0
1989-08-12 | Aug | 17:00 | 68 | 60.08 | 76 | 0 |  |  | 0
1989-08-12 | Aug | 18:00 | 68 | 60.98 | 78 | 0 |  |  | 0
1989-08-12 | Aug | 19:00 | 69.08 | 57.92 | 68 | 0 |  |  | 0
1989-08-12 | Aug | 20:00 | 66.02 | 60.08 | 81 | 0 |  |  | 0
1989-08-12 | Aug | 21:00 | 64.94 | 57.92 | 78 | 0 |  |  | 0
1989-08-12 | Aug | 22:00 | 64.04 | 59 | 84 | 0 |  |  | 0
1989-08-12 | Aug | 23:00 | 62.06 | 59 | 90 | 0 |  |  | 0
1989-08-12 | Aug | 24:00 | 62.06 | 59 | 90 | 0 | 0 |  | 0
1989-08-13 | Aug | 1:00 | 62.06 | 57.02 | 84 | 0 |  |  | 0
1989-08-13 | Aug | 2:00 | 60.08 | 57.02 | 90 | 0 |  |  | 0
1989-08-13 | Aug | 3:00 | 60.98 | 57.02 | 87 | 0 |  |  | 0
1989-08-13 | Aug | 4:00 | 60.08 | 57.02 | 90 | 0 |  |  | 0
1989-08-13 | Aug | 5:00 | 59 | 55.94 | 90 | 0 |  |  | 0
1989-08-13 | Aug | 6:00 | 60.98 | 55.94 | 84 | 0 |  |  | 0
1989-08-13 | Aug | 7:00 | 64.94 | 60.98 | 87 | 0 |  |  | 0
1989-08-13 | Aug | 8:00 | 71.06 | 62.06 | 73 | 0 |  |  | 0
1989-08-13 | Aug | 9:00 | 75.02 | 62.96 | 66 | 0 |  |  | 0
1989-08-13 | Aug | 10:00 | 77 | 60.98 | 58 | 0 |  |  | 0
1989-08-13 | Aug | 11:00 | 80.06 | 62.06 | 54 | 0 |  |  | 0
1989-08-13 | Aug | 12:00 | 80.96 | 64.04 | 56 | 0 |  |  | 0
1989-08-13 | Aug | 13:00 | 82.94 | 66.02 | 57 | 0 |  |  | 0
1989-08-13 | Aug | 14:00 | 80.96 | 64.04 | 56 | 0 |  |  | 0
1989-08-13 | Aug | 15:00 | 80.96 | 62.96 | 54 | 0 |  |  | 0
1989-08-13 | Aug | 16:00 | 82.04 | 62.06 | 51 | 0 |  |  | 0
1989-08-13 | Aug | 17:00 | 78.98 | 60.98 | 54 | 0 |  |  | 0
1989-08-13 | Aug | 18:00 | 78.08 | 62.06 | 58 | 0 |  |  | 0
1989-08-13 | Aug | 19:00 | 66.92 | 64.94 | 93 | 0 |  |  | 0
1989-08-13 | Aug | 20:00 | 68 | 64.94 | 90 | 0 |  |  | 0
1989-08-13 | Aug | 21:00 | 68 | 62.96 | 84 | 0 |  |  | 0
1989-08-13 | Aug | 22:00 | 69.98 | 62.06 | 76 | 0 |  |  | 0
1989-08-13 | Aug | 23:00 | 69.98 | 60.08 | 71 | 0 |  |  | 0
1989-08-13 | Aug | 24:00 | 69.98 | 60.08 | 71 | 0 | 0 |  | 0
1989-08-14 | Aug | 1:00 | 69.98 | 62.06 | 76 | 0 |  |  | 0
1989-08-14 | Aug | 2:00 | 69.98 | 62.06 | 76 | 0 |  |  | 0
1989-08-14 | Aug | 3:00 | 69.98 | 62.06 | 76 | 0 |  |  | 0
1989-08-14 | Aug | 4:00 | 68 | 62.96 | 84 | 0 |  |  | 0
1989-08-14 | Aug | 5:00 | 66.92 | 62.96 | 87 | 0 |  |  | 0
1989-08-14 | Aug | 6:00 | 66.92 | 60.98 | 81 | 0 |  |  | 0
1989-08-14 | Aug | 7:00 | 69.98 | 62.96 | 79 | 0 |  |  | 0
1989-08-14 | Aug | 8:00 | 69.98 | 62.96 | 79 | 0 |  |  | 0
1989-08-14 | Aug | 9:00 | 71.96 | 64.94 | 79 | 0 |  |  | 0
1989-08-14 | Aug | 10:00 | 77 | 66.02 | 69 | 0 |  |  | 0
1989-08-14 | Aug | 11:00 | 78.08 | 66.92 | 69 | 0 |  |  | 0
1989-08-14 | Aug | 12:00 | 78.08 | 66.92 | 69 | 0 |  |  | 0
1989-08-14 | Aug | 13:00 | 75.02 | 60.98 | 62 | 0 |  |  | 0
1989-08-14 | Aug | 14:00 | 73.94 | 64.04 | 71 | 0 |  |  | 0
1989-08-14 | Aug | 15:00 | 68 | 60.98 | 78 | 0 |  |  | 0
1989-08-14 | Aug | 16:00 | 66.92 | 64.04 | 90 | 0 |  |  | 0
1989-08-14 | Aug | 17:00 | 69.08 | 64.94 | 87 | 0 |  |  | 0
1989-08-14 | Aug | 18:00 | 68 | 64.04 | 87 | 0 |  |  | 0
1989-08-14 | Aug | 19:00 | 68 | 66.92 | 97 | 0 |  |  | 0
1989-08-14 | Aug | 20:00 | 68 | 66.92 | 97 | 0 |  |  | 0
1989-08-14 | Aug | 21:00 | 66.92 | 64.94 | 93 | 0 |  |  | 0
1989-08-14 | Aug | 22:00 | 66.92 | 53.06 | 61 | 0 |  |  | 0
1989-08-14 | Aug | 23:00 | 64.04 | 60.98 | 90 | 0 |  |  | 0
1989-08-14 | Aug | 24:00 | 62.96 | 60.08 | 90 | 0 | 0 |  | 0
1989-08-15 | Aug | 1:00 | 62.96 | 57.92 | 84 | 0 |  |  | 0
1989-08-15 | Aug | 2:00 | 62.96 | 62.06 | 97 | 0 |  |  | 0
1989-08-15 | Aug | 3:00 | 62.96 | 60.98 | 93 | 0 |  |  | 0
1989-08-15 | Aug | 4:00 | 62.06 | 60.98 | 97 | 0 |  |  | 0
1989-08-15 | Aug | 5:00 | 64.04 | 62.96 | 97 | 0 |  |  | 0
1989-08-15 | Aug | 6:00 | 64.94 | 60.98 | 87 | 0 |  |  | 0
1989-08-15 | Aug | 7:00 | 66.92 | 64.94 | 93 | 0 |  |  | 0
1989-08-15 | Aug | 8:00 | 69.08 | 64.94 | 87 | 0 |  |  | 0
1989-08-15 | Aug | 9:00 | 71.96 | 66.92 | 84 | 0 |  |  | 0
1989-08-15 | Aug | 10:00 | 75.02 | 66.02 | 74 | 0 |  |  | 0
1989-08-15 | Aug | 11:00 | 75.02 | 66.02 | 74 | 0 |  |  | 0
1989-08-15 | Aug | 12:00 | 75.92 | 66.02 | 71 | 0 |  |  | 0
1989-08-15 | Aug | 13:00 | 73.04 | 64.04 | 74 | 0 |  |  | 0
1989-08-15 | Aug | 14:00 | 73.04 | 66.02 | 79 | 0 |  |  | 0
1989-08-15 | Aug | 15:00 | 73.04 | 64.94 | 76 | 0 |  |  | 0
1989-08-15 | Aug | 16:00 | 73.94 | 66.02 | 76 | 0 |  |  | 0
1989-08-15 | Aug | 17:00 | 71.06 | 62.96 | 76 | 0 |  |  | 0
1989-08-15 | Aug | 18:00 | 69.08 | 62.06 | 79 | 0 |  |  | 0
1989-08-15 | Aug | 19:00 | 68 | 60.98 | 78 | 0 |  |  | 0
1989-08-15 | Aug | 20:00 | 68 | 60.98 | 78 | 0 |  |  | 0
1989-08-15 | Aug | 21:00 | 66.92 | 60.08 | 78 | 0 |  |  | 0
1989-08-15 | Aug | 22:00 | 66.02 | 60.08 | 81 | 0 |  |  | 0
1989-08-15 | Aug | 23:00 | 64.94 | 60.08 | 84 | 0 |  |  | 0
1989-08-15 | Aug | 24:00 | 62.96 | 60.08 | 90 | 0 | 0 |  | 0
1989-08-16 | Aug | 1:00 | 60.98 | 57.92 | 90 | 0 |  |  | 0
1989-08-16 | Aug | 2:00 | 59 | 57.02 | 93 | 0 |  |  | 0
1989-08-16 | Aug | 3:00 | 59 | 55.94 | 90 | 0 |  |  | 0
1989-08-16 | Aug | 4:00 | 59 | 57.02 | 93 | 0 |  |  | 0
1989-08-16 | Aug | 5:00 | 59 | 55.04 | 87 | 0 |  |  | 0
1989-08-16 | Aug | 6:00 | 60.08 | 55.04 | 84 | 0 |  |  | 0
1989-08-16 | Aug | 7:00 | 64.04 | 57.02 | 78 | 0 |  |  | 0
1989-08-16 | Aug | 8:00 | 66.02 | 60.08 | 81 | 0 |  |  | 0
1989-08-16 | Aug | 9:00 | 69.08 | 59 | 71 | 0 |  |  | 0
1989-08-16 | Aug | 10:00 | 71.06 | 57.02 | 61 | 0 |  |  | 0
1989-08-16 | Aug | 11:00 | 71.96 | 57.02 | 59 | 0 |  |  | 0
1989-08-16 | Aug | 12:00 | 71.06 | 55.94 | 59 | 0 |  |  | 0
1989-08-16 | Aug | 13:00 | 73.94 | 59 | 60 | 0 |  |  | 0
1989-08-16 | Aug | 14:00 | 73.04 | 59 | 62 | 0 |  |  | 0
1989-08-16 | Aug | 15:00 | 73.94 | 57.92 | 58 | 0 |  |  | 0
1989-08-16 | Aug | 16:00 | 73.04 | 55.94 | 55 | 0 |  |  | 0
1989-08-16 | Aug | 17:00 | 71.96 | 57.02 | 59 | 0 |  |  | 0
1989-08-16 | Aug | 18:00 | 69.98 | 57.92 | 66 | 0 |  |  | 0
1989-08-16 | Aug | 19:00 | 69.08 | 57.92 | 68 | 0 |  |  | 0
1989-08-16 | Aug | 20:00 | 66.92 | 57.92 | 73 | 0 |  |  | 0
1989-08-16 | Aug | 21:00 | 64.94 | 57.92 | 78 | 0 |  |  | 0
1989-08-16 | Aug | 22:00 | 64.04 | 57.92 | 81 | 0 |  |  | 0
1989-08-16 | Aug | 23:00 | 59 | 50 | 72 | 0 |  |  | 0
1989-08-16 | Aug | 24:00 | 57.02 | 46.94 | 69 | 0 | 0 |  | 0
1989-08-17 | Aug | 1:00 | 57.92 | 46.94 | 67 | 0 |  |  | 0
1989-08-17 | Aug | 2:00 | 57.92 | 46.94 | 67 | 0 |  |  | 0
1989-08-17 | Aug | 3:00 | 55.94 | 48.02 | 75 | 0 |  |  | 0
1989-08-17 | Aug | 4:00 | 53.96 | 44.96 | 72 | 0 |  |  | 0
1989-08-17 | Aug | 5:00 | 53.96 | 44.96 | 72 | 0 |  |  | 0
1989-08-17 | Aug | 6:00 | 57.02 | 48.02 | 72 | 0 |  |  | 0
1989-08-17 | Aug | 7:00 | 62.96 | 48.92 | 61 | 0 |  |  | 0
1989-08-17 | Aug | 8:00 | 66.92 | 60.08 | 78 | 0 |  |  | 0
1989-08-17 | Aug | 9:00 | 71.06 | 60.98 | 71 | 0 |  |  | 0
1989-08-17 | Aug | 10:00 | 73.94 | 60.08 | 62 | 0 |  |  | 0
1989-08-17 | Aug | 11:00 | 75.02 | 57.92 | 56 | 0 |  |  | 0
1989-08-17 | Aug | 12:00 | 77 | 53.96 | 45 | 0 |  |  | 0
1989-08-17 | Aug | 13:00 | 78.08 | 53.06 | 42 | 0 |  |  | 0
1989-08-17 | Aug | 14:00 | 77 | 53.96 | 45 | 0 |  |  | 0
1989-08-17 | Aug | 15:00 | 75.92 | 55.04 | 48 | 0 |  |  | 0
1989-08-17 | Aug | 16:00 | 75.02 | 53.96 | 48 | 0 |  |  | 0
1989-08-17 | Aug | 17:00 | 73.04 | 53.06 | 50 | 0 |  |  | 0
1989-08-17 | Aug | 18:00 | 71.06 | 55.04 | 57 | 0 |  |  | 0
1989-08-17 | Aug | 19:00 | 69.08 | 55.94 | 63 | 0 |  |  | 0
1989-08-17 | Aug | 20:00 | 66.02 | 57.92 | 76 | 0 |  |  | 0
1989-08-17 | Aug | 21:00 | 64.94 | 57.92 | 78 | 0 |  |  | 0
1989-08-17 | Aug | 22:00 | 64.04 | 57.02 | 78 | 0 |  |  | 0
1989-08-17 | Aug | 23:00 | 62.06 | 55.94 | 81 | 0 |  |  | 0
1989-08-17 | Aug | 24:00 | 62.96 | 51.08 | 65 | 0 | 0 |  | 0
1989-08-18 | Aug | 1:00 | 59 | 44.96 | 60 | 0 |  |  | 0
1989-08-18 | Aug | 2:00 | 57.02 | 53.06 | 87 | 0 |  |  | 0
1989-08-18 | Aug | 3:00 | 55.94 | 53.06 | 90 | 0 |  |  | 0
1989-08-18 | Aug | 4:00 | 55.94 | 53.96 | 93 | 0 |  |  | 0
1989-08-18 | Aug | 5:00 | 55.94 | 53.96 | 93 | 0 |  |  | 0
1989-08-18 | Aug | 6:00 | 57.92 | 53.06 | 84 | 0 |  |  | 0
1989-08-18 | Aug | 7:00 | 64.94 | 53.96 | 68 | 0 |  |  | 0
1989-08-18 | Aug | 8:00 | 69.08 | 53.06 | 57 | 0 |  |  | 0
1989-08-18 | Aug | 9:00 | 73.04 | 60.08 | 64 | 0 |  |  | 0
1989-08-18 | Aug | 10:00 | 75.02 | 59 | 58 | 0 |  |  | 0
1989-08-18 | Aug | 11:00 | 77 | 53.96 | 45 | 0 |  |  | 0
1989-08-18 | Aug | 12:00 | 77 | 55.04 | 47 | 0 |  |  | 0
1989-08-18 | Aug | 13:00 | 77 | 55.04 | 47 | 0 |  |  | 0
1989-08-18 | Aug | 14:00 | 75.92 | 53.96 | 47 | 0 |  |  | 0
1989-08-18 | Aug | 15:00 | 75.92 | 53.96 | 47 | 0 |  |  | 0
1989-08-18 | Aug | 16:00 | 75.92 | 53.96 | 47 | 0 |  |  | 0
1989-08-18 | Aug | 17:00 | 73.94 | 51.08 | 45 | 0 |  |  | 0
1989-08-18 | Aug | 18:00 | 71.96 | 51.08 | 48 | 0 |  |  | 0
1989-08-18 | Aug | 19:00 | 69.08 | 51.98 | 55 | 0 |  |  | 0
1989-08-18 | Aug | 20:00 | 66.92 | 55.04 | 66 | 0 |  |  | 0
1989-08-18 | Aug | 21:00 | 64.94 | 55.04 | 70 | 0 |  |  | 0
1989-08-18 | Aug | 22:00 | 64.94 | 55.94 | 73 | 0 |  |  | 0
1989-08-18 | Aug | 23:00 | 60.98 | 57.02 | 87 | 0 |  |  | 0
1989-08-18 | Aug | 24:00 | 60.98 | 55.94 | 84 | 0 | 0 |  | 0
1989-08-19 | Aug | 1:00 | 57.92 | 55.94 | 93 | 0 |  |  | 0
1989-08-19 | Aug | 2:00 | 57.02 | 55.04 | 93 | 0 |  |  | 0
1989-08-19 | Aug | 3:00 | 57.02 | 55.04 | 93 | 0 |  |  | 0
1989-08-19 | Aug | 4:00 | 55.94 | 55.04 | 97 | 0 |  |  | 0
1989-08-19 | Aug | 5:00 | 57.02 | 55.94 | 97 | 0 |  |  | 0
1989-08-19 | Aug | 6:00 | 57.92 | 55.94 | 93 | 0 |  |  | 0
1989-08-19 | Aug | 7:00 | 64.04 | 57.92 | 81 | 0 |  |  | 0
1989-08-19 | Aug | 8:00 | 69.08 | 59 | 71 | 0 |  |  | 0
1989-08-19 | Aug | 9:00 | 73.04 | 60.08 | 64 | 0 |  |  | 0
1989-08-19 | Aug | 10:00 | 75.92 | 57.92 | 54 | 0 |  |  | 0
1989-08-19 | Aug | 11:00 | 77 | 57.02 | 50 | 0 |  |  | 0
1989-08-19 | Aug | 12:00 | 78.08 | 57.02 | 49 | 0 |  |  | 0
1989-08-19 | Aug | 13:00 | 78.08 | 57.02 | 49 | 0 |  |  | 0
1989-08-19 | Aug | 14:00 | 78.98 | 59 | 51 | 0 |  |  | 0
1989-08-19 | Aug | 15:00 | 78.98 | 60.08 | 52 | 0 |  |  | 0
1989-08-19 | Aug | 16:00 | 78.08 | 59 | 52 | 0 |  |  | 0
1989-08-19 | Aug | 17:00 | 77 | 60.08 | 56 | 0 |  |  | 0
1989-08-19 | Aug | 18:00 | 75.92 | 60.08 | 58 | 0 |  |  | 0
1989-08-19 | Aug | 19:00 | 75.02 | 60.08 | 60 | 0 |  |  | 0
1989-08-19 | Aug | 20:00 | 75.02 | 60.08 | 60 | 0 |  |  | 0
1989-08-19 | Aug | 21:00 | 73.94 | 60.98 | 64 | 0 |  |  | 0
1989-08-19 | Aug | 22:00 | 73.04 | 62.06 | 69 | 0 |  |  | 0
1989-08-19 | Aug | 23:00 | 71.06 | 64.94 | 81 | 0 |  |  | 0
1989-08-19 | Aug | 24:00 | 68 | 68 | 100 | 0 | 0 |  | 0
1989-08-20 | Aug | 1:00 | 68 | 68 | 100 | 0 |  |  | 0
1989-08-20 | Aug | 2:00 | 69.98 | 68 | 93 | 0 |  |  | 0
1989-08-20 | Aug | 3:00 | 69.98 | 69.08 | 97 | 0 |  |  | 0
1989-08-20 | Aug | 4:00 | 71.06 | 69.08 | 93 | 0 |  |  | 0
1989-08-20 | Aug | 5:00 | 71.06 | 69.08 | 93 | 0 |  |  | 0
1989-08-20 | Aug | 6:00 | 71.06 | 69.08 | 93 | 0 |  |  | 0
1989-08-20 | Aug | 7:00 | 71.96 | 69.08 | 90 | 0 |  |  | 0
1989-08-20 | Aug | 8:00 | 73.04 | 69.98 | 90 | 0 |  |  | 0
1989-08-20 | Aug | 9:00 | 75.92 | 69.98 | 82 | 0 |  |  | 0
1989-08-20 | Aug | 10:00 | 78.98 | 68 | 69 | 0 |  |  | 0
1989-08-20 | Aug | 11:00 | 80.06 | 68 | 67 | 0 |  |  | 0
1989-08-20 | Aug | 12:00 | 82.04 | 66.92 | 61 | 0 |  |  | 0
1989-08-20 | Aug | 13:00 | 84.02 | 66.02 | 55 | 0 |  |  | 0
1989-08-20 | Aug | 14:00 | 82.04 | 64.04 | 55 | 0 |  |  | 0
1989-08-20 | Aug | 15:00 | 84.02 | 64.94 | 53 | 0 |  |  | 0
1989-08-20 | Aug | 16:00 | 80.96 | 64.04 | 56 | 0 |  |  | 0
1989-08-20 | Aug | 17:00 | 82.04 | 62.96 | 53 | 0 |  |  | 0
1989-08-20 | Aug | 18:00 | 78.98 | 59 | 51 | 0 |  |  | 0
1989-08-20 | Aug | 19:00 | 73.94 | 60.08 | 62 | 0 |  |  | 0
1989-08-20 | Aug | 20:00 | 71.96 | 60.08 | 66 | 0 |  |  | 0
1989-08-20 | Aug | 21:00 | 68 | 60.98 | 78 | 0 |  |  | 0
1989-08-20 | Aug | 22:00 | 66.92 | 60.98 | 81 | 0 |  |  | 0
1989-08-20 | Aug | 23:00 | 64.94 | 60.98 | 87 | 0 |  |  | 0
1989-08-20 | Aug | 24:00 | 66.02 | 60.98 | 84 | 0 | 0 |  | 0
1989-08-21 | Aug | 1:00 | 64.04 | 60.08 | 87 | 0 |  |  | 0
1989-08-21 | Aug | 2:00 | 62.96 | 60.08 | 90 | 0 |  |  | 0
1989-08-21 | Aug | 3:00 | 60.98 | 59 | 93 | 0 |  |  | 0
1989-08-21 | Aug | 4:00 | 60.98 | 59 | 93 | 0 |  |  | 0
1989-08-21 | Aug | 5:00 | 62.06 | 60.08 | 93 | 0 |  |  | 0
1989-08-21 | Aug | 6:00 | 62.06 | 59 | 90 | 0 |  |  | 0
1989-08-21 | Aug | 7:00 | 69.98 | 62.96 | 79 | 0 |  |  | 0
1989-08-21 | Aug | 8:00 | 73.04 | 60.98 | 66 | 0 |  |  | 0
1989-08-21 | Aug | 9:00 | 78.08 | 60.08 | 54 | 0 |  |  | 0
1989-08-21 | Aug | 10:00 | 80.96 | 60.08 | 49 | 0 |  |  | 0
1989-08-21 | Aug | 11:00 | 82.94 | 59 | 44 | 0 |  |  | 0
1989-08-21 | Aug | 12:00 | 84.02 | 59 | 43 | 0 |  |  | 0
1989-08-21 | Aug | 13:00 | 84.92 | 62.96 | 48 | 0 |  |  | 0
1989-08-21 | Aug | 14:00 | 87.08 | 62.06 | 43 | 0 |  |  | 0
1989-08-21 | Aug | 15:00 | 84.92 | 60.08 | 43 | 0 |  |  | 0
1989-08-21 | Aug | 16:00 | 84.02 | 60.08 | 44 | 0 |  |  | 0
1989-08-21 | Aug | 17:00 | 82.04 | 62.06 | 51 | 0 |  |  | 0
1989-08-21 | Aug | 18:00 | 80.96 | 62.96 | 54 | 0 |  |  | 0
1989-08-21 | Aug | 19:00 | 78.98 | 64.94 | 62 | 0 |  |  | 0
1989-08-21 | Aug | 20:00 | 77 | 66.92 | 71 | 0 |  |  | 0
1989-08-21 | Aug | 21:00 | 75.02 | 68 | 79 | 0 |  |  | 0
1989-08-21 | Aug | 22:00 | 75.92 | 69.08 | 79 | 0 |  |  | 0
1989-08-21 | Aug | 23:00 | 75.02 | 69.98 | 85 | 0 |  |  | 0
1989-08-21 | Aug | 24:00 | 75.02 | 69.98 | 85 | 0 | 0 |  | 0
1989-08-22 | Aug | 1:00 | 73.04 | 69.98 | 90 | 0 |  |  | 0
1989-08-22 | Aug | 2:00 | 73.04 | 69.08 | 87 | 0 |  |  | 0
1989-08-22 | Aug | 3:00 | 73.94 | 68 | 82 | 0 |  |  | 0
1989-08-22 | Aug | 4:00 | 73.04 | 68 | 84 | 0 |  |  | 0
1989-08-22 | Aug | 5:00 | 73.04 | 66.92 | 82 | 0 |  |  | 0
1989-08-22 | Aug | 6:00 | 73.04 | 69.08 | 87 | 0 |  |  | 0
1989-08-22 | Aug | 7:00 | 71.96 | 69.08 | 90 | 0 |  |  | 0
1989-08-22 | Aug | 8:00 | 71.06 | 69.08 | 93 | 0 |  |  | 0
1989-08-22 | Aug | 9:00 | 71.96 | 69.98 | 94 | 0 |  |  | 0
1989-08-22 | Aug | 10:00 | 73.94 | 69.98 | 87 | 0 |  |  | 0
1989-08-22 | Aug | 11:00 | 75.02 | 71.06 | 87 | 0 |  |  | 0
1989-08-22 | Aug | 12:00 | 77 | 71.96 | 85 | 0 |  |  | 0
1989-08-22 | Aug | 13:00 | 78.08 | 73.04 | 85 | 0 |  |  | 0
1989-08-22 | Aug | 14:00 | 80.06 | 71.96 | 77 | 0 |  |  | 0
1989-08-22 | Aug | 15:00 | 82.94 | 73.04 | 72 | 0 |  |  | 0
1989-08-22 | Aug | 16:00 | 82.94 | 73.04 | 72 | 0 |  |  | 0
1989-08-22 | Aug | 17:00 | 84.02 | 73.04 | 70 | 0 |  |  | 0
1989-08-22 | Aug | 18:00 | 82.04 | 73.04 | 74 | 0 |  |  | 0
1989-08-22 | Aug | 19:00 | 80.06 | 73.04 | 79 | 0 |  |  | 0
1989-08-22 | Aug | 20:00 | 78.08 | 73.04 | 85 | 0 |  |  | 0
1989-08-22 | Aug | 21:00 | 75.92 | 71.06 | 85 | 0 |  |  | 0
1989-08-22 | Aug | 22:00 | 75.92 | 71.06 | 85 | 0 |  |  | 0
1989-08-22 | Aug | 23:00 | 75.92 | 69.98 | 82 | 0 |  |  | 0
1989-08-22 | Aug | 24:00 | 73.04 | 69.98 | 90 | 0 | 0 |  | 0
1989-08-23 | Aug | 1:00 | 73.04 | 71.06 | 94 | 0 |  |  | 0
1989-08-23 | Aug | 2:00 | 73.04 | 71.06 | 94 | 0 |  |  | 0
1989-08-23 | Aug | 3:00 | 73.04 | 69.98 | 90 | 0 |  |  | 0
1989-08-23 | Aug | 4:00 | 71.96 | 66.92 | 84 | 0 |  |  | 0
1989-08-23 | Aug | 5:00 | 71.06 | 68 | 90 | 0 |  |  | 0
1989-08-23 | Aug | 6:00 | 71.06 | 68 | 90 | 0 |  |  | 0
1989-08-23 | Aug | 7:00 | 71.06 | 66.92 | 87 | 0 |  |  | 0
1989-08-23 | Aug | 8:00 | 71.06 | 66.92 | 87 | 0 |  |  | 0
1989-08-23 | Aug | 9:00 | 71.96 | 66.92 | 84 | 0 |  |  | 0
1989-08-23 | Aug | 10:00 | 69.98 | 66.92 | 90 | 0 |  |  | 0
1989-08-23 | Aug | 11:00 | 69.98 | 66.02 | 87 | 0 |  |  | 0
1989-08-23 | Aug | 12:00 | 69.98 | 66.02 | 87 | 0 |  |  | 0
1989-08-23 | Aug | 13:00 | 69.98 | 64.04 | 81 | 0 |  |  | 0
1989-08-23 | Aug | 14:00 | 71.06 | 64.94 | 81 | 0 |  |  | 0
1989-08-23 | Aug | 15:00 | 71.06 | 64.04 | 79 | 0 |  |  | 0
1989-08-23 | Aug | 16:00 | 69.08 | 62.96 | 81 | 0 |  |  | 0
1989-08-23 | Aug | 17:00 | 69.08 | 62.96 | 81 | 0 |  |  | 0
1989-08-23 | Aug | 18:00 | 69.08 | 62.96 | 81 | 0 |  |  | 0
1989-08-23 | Aug | 19:00 | 68 | 60.08 | 76 | 0 |  |  | 0
1989-08-23 | Aug | 20:00 | 68 | 60.98 | 78 | 0 |  |  | 0
1989-08-23 | Aug | 21:00 | 68 | 64.04 | 87 | 0 |  |  | 0
1989-08-23 | Aug | 22:00 | 69.08 | 64.94 | 87 | 0 |  |  | 0
1989-08-23 | Aug | 23:00 | 69.98 | 64.94 | 84 | 0 |  |  | 0
1989-08-23 | Aug | 24:00 | 69.98 | 64.04 | 81 | 0 | 0 |  | 0
1989-08-24 | Aug | 1:00 | 69.08 | 62.96 | 81 | 0 |  |  | 0
1989-08-24 | Aug | 2:00 | 68 | 62.96 | 84 | 0 |  |  | 0
1989-08-24 | Aug | 3:00 | 68 | 62.96 | 84 | 0 |  |  | 0
1989-08-24 | Aug | 4:00 | 66.92 | 62.06 | 84 | 0 |  |  | 0
1989-08-24 | Aug | 5:00 | 68 | 62.06 | 81 | 0 |  |  | 0
1989-08-24 | Aug | 6:00 | 68 | 62.06 | 81 | 0 |  |  | 0
1989-08-24 | Aug | 7:00 | 69.08 | 62.06 | 79 | 0 |  |  | 0
1989-08-24 | Aug | 8:00 | 69.08 | 62.96 | 81 | 0 |  |  | 0
1989-08-24 | Aug | 9:00 | 69.98 | 64.04 | 81 | 0 |  |  | 0
1989-08-24 | Aug | 10:00 | 71.06 | 62.96 | 76 | 0 |  |  | 0
1989-08-24 | Aug | 11:00 | 71.06 | 62.96 | 76 | 0 |  |  | 0
1989-08-24 | Aug | 12:00 | 71.96 | 62.96 | 73 | 0 |  |  | 0
1989-08-24 | Aug | 13:00 | 73.04 | 60.98 | 66 | 0 |  |  | 0
1989-08-24 | Aug | 14:00 | 71.96 | 62.06 | 71 | 0 |  |  | 0
1989-08-24 | Aug | 15:00 | 71.96 | 60.98 | 69 | 0 |  |  | 0
1989-08-24 | Aug | 16:00 | 73.04 | 60.98 | 66 | 0 |  |  | 0
1989-08-24 | Aug | 17:00 | 71.96 | 60.08 | 66 | 0 |  |  | 0
1989-08-24 | Aug | 18:00 | 71.06 | 60.08 | 68 | 0 |  |  | 0
1989-08-24 | Aug | 19:00 | 69.08 | 60.08 | 73 | 0 |  |  | 0
1989-08-24 | Aug | 20:00 | 69.08 | 62.96 | 81 | 0 |  |  | 0
1989-08-24 | Aug | 21:00 | 68 | 62.96 | 84 | 0 |  |  | 0
1989-08-24 | Aug | 22:00 | 66.92 | 64.04 | 90 | 0 |  |  | 0
1989-08-24 | Aug | 23:00 | 69.98 | 60.98 | 73 | 0 |  |  | 0
1989-08-24 | Aug | 24:00 | 68 | 60.08 | 76 | 0 | 0 |  | 0
1989-08-25 | Aug | 1:00 | 66.92 | 60.08 | 78 | 0 |  |  | 0
1989-08-25 | Aug | 2:00 | 64.94 | 60.08 | 84 | 0 |  |  | 0
1989-08-25 | Aug | 3:00 | 66.02 | 60.98 | 84 | 0 |  |  | 0
1989-08-25 | Aug | 4:00 | 66.02 | 60.98 | 84 | 0 |  |  | 0
1989-08-25 | Aug | 5:00 | 62.96 | 60.08 | 90 | 0 |  |  | 0
1989-08-25 | Aug | 6:00 | 64.94 | 59 | 81 | 0 |  |  | 0
1989-08-25 | Aug | 7:00 | 66.92 | 59 | 76 | 0 |  |  | 0
1989-08-25 | Aug | 8:00 | 69.98 | 59 | 68 | 0 |  |  | 0
1989-08-25 | Aug | 9:00 | 71.96 | 60.08 | 66 | 0 |  |  | 0
1989-08-25 | Aug | 10:00 | 73.94 | 59 | 60 | 0 |  |  | 0
1989-08-25 | Aug | 11:00 | 75.02 | 55.94 | 52 | 0 |  |  | 0
1989-08-25 | Aug | 12:00 | 75.92 | 57.92 | 54 | 0 |  |  | 0
1989-08-25 | Aug | 13:00 | 77 | 57.02 | 50 | 0 |  |  | 0
1989-08-25 | Aug | 14:00 | 75.92 | 57.92 | 54 | 0 |  |  | 0
1989-08-25 | Aug | 15:00 | 75.92 | 57.02 | 52 | 0 |  |  | 0
1989-08-25 | Aug | 16:00 | 73.94 | 57.92 | 58 | 0 |  |  | 0
1989-08-25 | Aug | 17:00 | 73.04 | 57.92 | 60 | 0 |  |  | 0
1989-08-25 | Aug | 18:00 | 71.06 | 57.92 | 64 | 0 |  |  | 0
1989-08-25 | Aug | 19:00 | 69.08 | 57.92 | 68 | 0 |  |  | 0
1989-08-25 | Aug | 20:00 | 68 | 57.92 | 71 | 0 |  |  | 0
1989-08-25 | Aug | 21:00 | 66.02 | 57.92 | 76 | 0 |  |  | 0
1989-08-25 | Aug | 22:00 | 66.92 | 59 | 76 | 0 |  |  | 0
1989-08-25 | Aug | 23:00 | 66.02 | 59 | 78 | 0 |  |  | 0
1989-08-25 | Aug | 24:00 | 64.04 | 59 | 84 | 0 | 0 |  | 0
1989-08-26 | Aug | 1:00 | 64.94 | 60.98 | 87 | 0 |  |  | 0
1989-08-26 | Aug | 2:00 | 62.96 | 60.08 | 90 | 0 |  |  | 0
1989-08-26 | Aug | 3:00 | 62.96 | 60.08 | 90 | 0 |  |  | 0
1989-08-26 | Aug | 4:00 | 62.96 | 60.08 | 90 | 0 |  |  | 0
1989-08-26 | Aug | 5:00 | 66.02 | 60.98 | 84 | 0 |  |  | 0
1989-08-26 | Aug | 6:00 | 66.02 | 60.08 | 81 | 0 |  |  | 0
1989-08-26 | Aug | 7:00 | 69.08 | 57.92 | 68 | 0 |  |  | 0
1989-08-26 | Aug | 8:00 | 69.08 | 57.92 | 68 | 0 |  |  | 0
1989-08-26 | Aug | 9:00 | 71.06 | 59 | 66 | 0 |  |  | 0
1989-08-26 | Aug | 10:00 | 71.96 | 60.08 | 66 | 0 |  |  | 0
1989-08-26 | Aug | 11:00 | 73.04 | 62.06 | 69 | 0 |  |  | 0
1989-08-26 | Aug | 12:00 | 75.02 | 64.04 | 69 | 0 |  |  | 0
1989-08-26 | Aug | 13:00 | 77 | 64.94 | 67 | 0 |  |  | 0
1989-08-26 | Aug | 14:00 | 80.06 | 66.02 | 63 | 0 |  |  | 0
1989-08-26 | Aug | 15:00 | 78.08 | 66.02 | 67 | 0 |  |  | 0
1989-08-26 | Aug | 16:00 | 77 | 66.92 | 71 | 0 |  |  | 0
1989-08-26 | Aug | 17:00 | 73.04 | 66.92 | 82 | 0 |  |  | 0
1989-08-26 | Aug | 18:00 | 73.94 | 66.92 | 79 | 0 |  |  | 0
1989-08-26 | Aug | 19:00 | 71.96 | 66.92 | 84 | 0 |  |  | 0
1989-08-26 | Aug | 20:00 | 71.96 | 64.94 | 79 | 0 |  |  | 0
1989-08-26 | Aug | 21:00 | 71.96 | 64.94 | 79 | 0 |  |  | 0
1989-08-26 | Aug | 22:00 | 71.06 | 64.94 | 81 | 0 |  |  | 0
1989-08-26 | Aug | 23:00 | 69.98 | 66.02 | 87 | 0 |  |  | 0
1989-08-26 | Aug | 24:00 | 69.98 | 66.02 | 87 | 0 | 0 |  | 0
1989-08-27 | Aug | 1:00 | 68 | 66.92 | 97 | 0 |  |  | 0
1989-08-27 | Aug | 2:00 | 69.08 | 66.92 | 93 | 0 |  |  | 0
1989-08-27 | Aug | 3:00 | 66.92 | 66.02 | 97 | 0 |  |  | 0
1989-08-27 | Aug | 4:00 | 66.92 | 66.02 | 97 | 0 |  |  | 0
1989-08-27 | Aug | 5:00 | 66.02 | 64.94 | 97 | 0 |  |  | 0
1989-08-27 | Aug | 6:00 | 66.02 | 64.94 | 97 | 0 |  |  | 0
1989-08-27 | Aug | 7:00 | 73.94 | 69.08 | 85 | 0 |  |  | 0
1989-08-27 | Aug | 8:00 | 75.92 | 69.08 | 79 | 0 |  |  | 0
1989-08-27 | Aug | 9:00 | 78.98 | 69.08 | 72 | 0 |  |  | 0
1989-08-27 | Aug | 10:00 | 80.96 | 69.98 | 69 | 0 |  |  | 0
1989-08-27 | Aug | 11:00 | 82.94 | 69.98 | 65 | 0 |  |  | 0
1989-08-27 | Aug | 12:00 | 82.94 | 69.98 | 65 | 0 |  |  | 0
1989-08-27 | Aug | 13:00 | 80.96 | 71.96 | 74 | 0 |  |  | 0
1989-08-27 | Aug | 14:00 | 80.96 | 71.06 | 72 | 0 |  |  | 0
1989-08-27 | Aug | 15:00 | 80.96 | 69.98 | 69 | 0 |  |  | 0
1989-08-27 | Aug | 16:00 | 80.96 | 71.06 | 72 | 0 |  |  | 0
1989-08-27 | Aug | 17:00 | 78.98 | 69.98 | 74 | 0 |  |  | 0
1989-08-27 | Aug | 18:00 | 77 | 69.08 | 76 | 0 |  |  | 0
1989-08-27 | Aug | 19:00 | 73.94 | 69.08 | 85 | 0 |  |  | 0
1989-08-27 | Aug | 20:00 | 73.04 | 69.08 | 87 | 0 |  |  | 0
1989-08-27 | Aug | 21:00 | 71.96 | 68 | 87 | 0 |  |  | 0
1989-08-27 | Aug | 22:00 | 71.96 | 69.08 | 90 | 0 |  |  | 0
1989-08-27 | Aug | 23:00 | 71.96 | 69.08 | 90 | 0 |  |  | 0
1989-08-27 | Aug | 24:00 | 71.06 | 69.08 | 93 | 0 | 0 |  | 0
1989-08-28 | Aug | 1:00 | 71.06 | 69.08 | 93 | 0 |  |  | 0
1989-08-28 | Aug | 2:00 | 71.06 | 69.08 | 93 | 0 |  |  | 0
1989-08-28 | Aug | 3:00 | 71.06 | 69.08 | 93 | 0 |  |  | 0
1989-08-28 | Aug | 4:00 | 71.06 | 69.08 | 93 | 0 |  |  | 0
1989-08-28 | Aug | 5:00 | 71.06 | 69.08 | 93 | 0 |  |  | 0
1989-08-28 | Aug | 6:00 | 71.06 | 69.08 | 93 | 0 |  |  | 0
1989-08-28 | Aug | 7:00 | 71.06 | 69.08 | 93 | 0 |  |  | 0
1989-08-28 | Aug | 8:00 | 71.06 | 69.08 | 93 | 0 |  |  | 0
1989-08-28 | Aug | 9:00 | 73.94 | 71.96 | 94 | 0 |  |  | 0
1989-08-28 | Aug | 10:00 | 75.92 | 71.06 | 85 | 0 |  |  | 0
1989-08-28 | Aug | 11:00 | 75.92 | 71.96 | 88 | 0 |  |  | 0
1989-08-28 | Aug | 12:00 | 78.98 | 71.96 | 79 | 0 |  |  | 0
1989-08-28 | Aug | 13:00 | 80.06 | 71.96 | 77 | 0 |  |  | 0
1989-08-28 | Aug | 14:00 | 82.94 | 73.04 | 72 | 0 |  |  | 0
1989-08-28 | Aug | 15:00 | 80.06 | 71.96 | 77 | 0 |  |  | 0
1989-08-28 | Aug | 16:00 | 78.98 | 71.96 | 79 | 0 |  |  | 0
1989-08-28 | Aug | 17:00 | 78.98 | 71.96 | 79 | 0 |  |  | 0
1989-08-28 | Aug | 18:00 | 78.98 | 71.06 | 77 | 0 |  |  | 0
1989-08-28 | Aug | 19:00 | 77 | 71.06 | 82 | 0 |  |  | 0
1989-08-28 | Aug | 20:00 | 73.94 | 69.98 | 87 | 0 |  |  | 0
1989-08-28 | Aug | 21:00 | 73.04 | 69.98 | 90 | 0 |  |  | 0
1989-08-28 | Aug | 22:00 | 71.96 | 69.98 | 94 | 0 |  |  | 0
1989-08-28 | Aug | 23:00 | 71.96 | 69.98 | 94 | 0 |  |  | 0
1989-08-28 | Aug | 24:00 | 71.96 | 69.08 | 90 | 0 | 0 |  | 0
1989-08-29 | Aug | 1:00 | 69.98 | 69.08 | 97 | 0 |  |  | 0
1989-08-29 | Aug | 2:00 | 69.98 | 69.08 | 97 | 0 |  |  | 0
1989-08-29 | Aug | 3:00 | 69.98 | 69.08 | 97 | 0 |  |  | 0
1989-08-29 | Aug | 4:00 | 69.98 | 69.08 | 97 | 0 |  |  | 0
1989-08-29 | Aug | 5:00 | 69.98 | 69.08 | 97 | 0 |  |  | 0
1989-08-29 | Aug | 6:00 | 69.98 | 69.98 | 100 | 0 |  |  | 0
1989-08-29 | Aug | 7:00 | 71.06 | 69.98 | 97 | 0 |  |  | 0
1989-08-29 | Aug | 8:00 | 73.04 | 69.98 | 90 | 0 |  |  | 0
1989-08-29 | Aug | 9:00 | 73.94 | 71.96 | 94 | 0 |  |  | 0
1989-08-29 | Aug | 10:00 | 78.08 | 73.04 | 85 | 0 |  |  | 0
1989-08-29 | Aug | 11:00 | 78.98 | 73.04 | 82 | 0 |  |  | 0
1989-08-29 | Aug | 12:00 | 82.04 | 68 | 63 | 0 |  |  | 0
1989-08-29 | Aug | 13:00 | 82.94 | 68 | 61 | 0 |  |  | 0
1989-08-29 | Aug | 14:00 | 84.92 | 69.08 | 59 | 0 |  |  | 0
1989-08-29 | Aug | 15:00 | 82.04 | 66.92 | 61 | 0 |  |  | 0
1989-08-29 | Aug | 16:00 | 80.96 | 64.94 | 58 | 0 |  |  | 0
1989-08-29 | Aug | 17:00 | 80.06 | 64.94 | 60 | 0 |  |  | 0
1989-08-29 | Aug | 18:00 | 78.08 | 62.96 | 60 | 0 |  |  | 0
1989-08-29 | Aug | 19:00 | 75.02 | 60.08 | 60 | 0 |  |  | 0
1989-08-29 | Aug | 20:00 | 71.96 | 59 | 64 | 0 |  |  | 0
1989-08-29 | Aug | 21:00 | 69.98 | 59 | 68 | 0 |  |  | 0
1989-08-29 | Aug | 22:00 | 68 | 57.92 | 71 | 0 |  |  | 0
1989-08-29 | Aug | 23:00 | 64.94 | 57.02 | 76 | 0 |  |  | 0
1989-08-29 | Aug | 24:00 | 64.04 | 57.02 | 78 | 0 | 0 |  | 0
1989-08-30 | Aug | 1:00 | 62.96 | 57.02 | 81 | 0 |  |  | 0
1989-08-30 | Aug | 2:00 | 62.96 | 55.04 | 75 | 0 |  |  | 0
1989-08-30 | Aug | 3:00 | 62.06 | 53.96 | 75 | 0 |  |  | 0
1989-08-30 | Aug | 4:00 | 60.08 | 53.96 | 81 | 0 |  |  | 0
1989-08-30 | Aug | 5:00 | 59 | 53.96 | 84 | 0 |  |  | 0
1989-08-30 | Aug | 6:00 | 59 | 53.96 | 84 | 0 |  |  | 0
1989-08-30 | Aug | 7:00 | 64.94 | 55.04 | 70 | 0 |  |  | 0
1989-08-30 | Aug | 8:00 | 68 | 53.96 | 61 | 0 |  |  | 0
1989-08-30 | Aug | 9:00 | 71.06 | 53.96 | 55 | 0 |  |  | 0
1989-08-30 | Aug | 10:00 | 73.04 | 53.96 | 52 | 0 |  |  | 0
1989-08-30 | Aug | 11:00 | 75.02 | 53.96 | 48 | 0 |  |  | 0
1989-08-30 | Aug | 12:00 | 77 | 55.04 | 47 | 0 |  |  | 0
1989-08-30 | Aug | 13:00 | 78.98 | 55.04 | 44 | 0 |  |  | 0
1989-08-30 | Aug | 14:00 | 82.04 | 53.06 | 37 | 0 |  |  | 0
1989-08-30 | Aug | 15:00 | 82.04 | 53.96 | 38 | 0 |  |  | 0
1989-08-30 | Aug | 16:00 | 82.04 | 55.94 | 41 | 0 |  |  | 0
1989-08-30 | Aug | 17:00 | 80.96 | 57.92 | 46 | 0 |  |  | 0
1989-08-30 | Aug | 18:00 | 78.08 | 60.98 | 56 | 0 |  |  | 0
1989-08-30 | Aug | 19:00 | 73.94 | 60.08 | 62 | 0 |  |  | 0
1989-08-30 | Aug | 20:00 | 71.96 | 59 | 64 | 0 |  |  | 0
1989-08-30 | Aug | 21:00 | 68 | 60.08 | 76 | 0 |  |  | 0
1989-08-30 | Aug | 22:00 | 68 | 59 | 73 | 0 |  |  | 0
1989-08-30 | Aug | 23:00 | 66.02 | 57.92 | 76 | 0 |  |  | 0
1989-08-30 | Aug | 24:00 | 66.02 | 57.02 | 73 | 0 | 0 |  | 0
1989-08-31 | Aug | 1:00 | 64.94 | 57.02 | 76 | 0 |  |  | 0
1989-08-31 | Aug | 2:00 | 64.04 | 55.94 | 75 | 0 |  |  | 0
1989-08-31 | Aug | 3:00 | 64.04 | 55.94 | 75 | 0 |  |  | 0
1989-08-31 | Aug | 4:00 | 62.06 | 57.02 | 84 | 0 |  |  | 0
1989-08-31 | Aug | 5:00 | 62.06 | 57.02 | 84 | 0 |  |  | 0
1989-08-31 | Aug | 6:00 | 62.06 | 57.02 | 84 | 0 |  |  | 0
1989-08-31 | Aug | 7:00 | 66.92 | 59 | 76 | 0 |  |  | 0
1989-08-31 | Aug | 8:00 | 73.04 | 62.06 | 69 | 0 |  |  | 0
1989-08-31 | Aug | 9:00 | 75.92 | 64.04 | 67 | 0 |  |  | 0
1989-08-31 | Aug | 10:00 | 82.94 | 64.94 | 55 | 0 |  |  | 0
1989-08-31 | Aug | 11:00 | 80.06 | 66.92 | 65 | 0 |  |  | 0
1989-08-31 | Aug | 12:00 | 78.08 | 66.92 | 69 | 0 |  |  | 0
1989-08-31 | Aug | 13:00 | 77 | 69.08 | 76 | 0 |  |  | 0
1989-08-31 | Aug | 14:00 | 75.02 | 71.06 | 87 | 0 |  |  | 0
1989-08-31 | Aug | 15:00 | 75.02 | 69.98 | 85 | 0 |  |  | 0
1989-08-31 | Aug | 16:00 | 75.02 | 69.08 | 82 | 0 |  |  | 0
1989-08-31 | Aug | 17:00 | 73.04 | 69.08 | 87 | 0 |  |  | 0
1989-08-31 | Aug | 18:00 | 71.06 | 69.08 | 93 | 0 |  |  | 0
1989-08-31 | Aug | 19:00 | 69.98 | 68 | 93 | 0 |  |  | 0
1989-08-31 | Aug | 20:00 | 69.08 | 68 | 97 | 0 |  |  | 0
1989-08-31 | Aug | 21:00 | 69.08 | 66.92 | 93 | 0 |  |  | 0
1989-08-31 | Aug | 22:00 | 66.56 | 64.22 | 90 | 0 |  |  | 0
1989-08-31 | Aug | 23:00 | 63.86 | 61.52 | 84 | 0 |  |  | 0
1989-08-31 | Aug | 24:00 | 61.34 | 58.82 | 90 | 0 | 0 |  | 0
1987-09-01 | Sep | 1:00 | 58.82 | 56.12 | 86 | 0 |  |  | 0
1987-09-01 | Sep | 2:00 | 56.3 | 53.42 | 86 | 0 |  |  | 0
1987-09-01 | Sep | 3:00 | 53.6 | 50.72 | 86 | 0 |  |  | 0
1987-09-01 | Sep | 4:00 | 51.08 | 48.02 | 90 | 0 |  |  | 0
1987-09-01 | Sep | 5:00 | 50 | 48.02 | 93 | 0 |  |  | 0
1987-09-01 | Sep | 6:00 | 51.08 | 48.02 | 90 | 0 |  |  | 0
1987-09-01 | Sep | 7:00 | 57.02 | 46.94 | 69 | 0 |  |  | 0
1987-09-01 | Sep | 8:00 | 62.06 | 46.94 | 58 | 0 |  |  | 0
1987-09-01 | Sep | 9:00 | 66.02 | 46.04 | 49 | 0 |  |  | 0
1987-09-01 | Sep | 10:00 | 69.08 | 44.96 | 42 | 0 |  |  | 0
1987-09-01 | Sep | 11:00 | 71.06 | 44.96 | 40 | 0 |  |  | 0
1987-09-01 | Sep | 12:00 | 73.04 | 44.96 | 37 | 0 |  |  | 0
1987-09-01 | Sep | 13:00 | 75.02 | 46.94 | 37 | 0 |  |  | 0
1987-09-01 | Sep | 14:00 | 77 | 48.02 | 36 | 0 |  |  | 0
1987-09-01 | Sep | 15:00 | 77 | 48.02 | 36 | 0 |  |  | 0
1987-09-01 | Sep | 16:00 | 78.08 | 48.92 | 36 | 0 |  |  | 0
1987-09-01 | Sep | 17:00 | 75.92 | 48.92 | 39 | 0 |  |  | 0
1987-09-01 | Sep | 18:00 | 71.96 | 50 | 46 | 0 |  |  | 0
1987-09-01 | Sep | 19:00 | 68 | 50 | 53 | 0 |  |  | 0
1987-09-01 | Sep | 20:00 | 68 | 50 | 53 | 0 |  |  | 0
1987-09-01 | Sep | 21:00 | 66.92 | 48.92 | 53 | 0 |  |  | 0
1987-09-01 | Sep | 22:00 | 66.92 | 48.92 | 53 | 0 |  |  | 0
1987-09-01 | Sep | 23:00 | 66.92 | 50 | 55 | 0 |  |  | 0
1987-09-01 | Sep | 24:00 | 64.04 | 51.98 | 65 | 0 | 0 |  | 0
1987-09-02 | Sep | 1:00 | 60.08 | 55.94 | 87 | 0 |  |  | 0
1987-09-02 | Sep | 2:00 | 59 | 55.04 | 87 | 0 |  |  | 0
1987-09-02 | Sep | 3:00 | 60.08 | 55.94 | 87 | 0 |  |  | 0
1987-09-02 | Sep | 4:00 | 60.98 | 57.92 | 90 | 0 |  |  | 0
1987-09-02 | Sep | 5:00 | 59 | 55.04 | 87 | 0 |  |  | 0
1987-09-02 | Sep | 6:00 | 59 | 55.04 | 87 | 0 |  |  | 0
1987-09-02 | Sep | 7:00 | 62.06 | 55.94 | 81 | 0 |  |  | 0
1987-09-02 | Sep | 8:00 | 62.06 | 55.94 | 81 | 0 |  |  | 0
1987-09-02 | Sep | 9:00 | 64.94 | 53.96 | 68 | 0 |  |  | 0
1987-09-02 | Sep | 10:00 | 64.94 | 51.98 | 63 | 0 |  |  | 0
1987-09-02 | Sep | 11:00 | 66.92 | 53.96 | 63 | 0 |  |  | 0
1987-09-02 | Sep | 12:00 | 68 | 53.96 | 61 | 0 |  |  | 0
1987-09-02 | Sep | 13:00 | 69.08 | 53.06 | 57 | 0 |  |  | 0
1987-09-02 | Sep | 14:00 | 66.92 | 51.98 | 59 | 0 |  |  | 0
1987-09-02 | Sep | 15:00 | 68 | 51.08 | 55 | 0 |  |  | 0
1987-09-02 | Sep | 16:00 | 66.92 | 51.08 | 57 | 0 |  |  | 0
1987-09-02 | Sep | 17:00 | 66.02 | 48.92 | 55 | 0 |  |  | 0
1987-09-02 | Sep | 18:00 | 62.96 | 50 | 63 | 0 |  |  | 0
1987-09-02 | Sep | 19:00 | 60.08 | 50 | 70 | 0 |  |  | 0
1987-09-02 | Sep | 20:00 | 60.08 | 51.08 | 72 | 0 |  |  | 0
1987-09-02 | Sep | 21:00 | 55.94 | 50 | 80 | 0 |  |  | 0
1987-09-02 | Sep | 22:00 | 55.94 | 50 | 80 | 0 |  |  | 0
1987-09-02 | Sep | 23:00 | 53.96 | 50 | 86 | 0 |  |  | 0
1987-09-02 | Sep | 24:00 | 51.08 | 50 | 96 | 0 | 0 |  | 0
1987-09-03 | Sep | 1:00 | 51.08 | 50 | 96 | 0 |  |  | 0
1987-09-03 | Sep | 2:00 | 50 | 48.92 | 96 | 0 |  |  | 0
1987-09-03 | Sep | 3:00 | 50 | 48.92 | 96 | 0 |  |  | 0
1987-09-03 | Sep | 4:00 | 48.92 | 48.02 | 96 | 0 |  |  | 0
1987-09-03 | Sep | 5:00 | 48.92 | 48.02 | 96 | 0 |  |  | 0
1987-09-03 | Sep | 6:00 | 48.92 | 48.02 | 96 | 0 |  |  | 0
1987-09-03 | Sep | 7:00 | 59 | 53.96 | 84 | 0 |  |  | 0
1987-09-03 | Sep | 8:00 | 64.94 | 53.06 | 65 | 0 |  |  | 0
1987-09-03 | Sep | 9:00 | 68 | 48.02 | 49 | 0 |  |  | 0
1987-09-03 | Sep | 10:00 | 69.98 | 46.94 | 44 | 0 |  |  | 0
1987-09-03 | Sep | 11:00 | 71.06 | 46.04 | 41 | 0 |  |  | 0
1987-09-03 | Sep | 12:00 | 71.06 | 46.04 | 41 | 0 |  |  | 0
1987-09-03 | Sep | 13:00 | 71.96 | 44.96 | 38 | 0 |  |  | 0
1987-09-03 | Sep | 14:00 | 71.96 | 44.96 | 38 | 0 |  |  | 0
1987-09-03 | Sep | 15:00 | 71.06 | 46.04 | 41 | 0 |  |  | 0
1987-09-03 | Sep | 16:00 | 69.98 | 46.94 | 44 | 0 |  |  | 0
1987-09-03 | Sep | 17:00 | 69.08 | 48.02 | 47 | 0 |  |  | 0
1987-09-03 | Sep | 18:00 | 64.04 | 46.94 | 54 | 0 |  |  | 0
1987-09-03 | Sep | 19:00 | 62.06 | 46.94 | 58 | 0 |  |  | 0
1987-09-03 | Sep | 20:00 | 62.06 | 48.02 | 60 | 0 |  |  | 0
1987-09-03 | Sep | 21:00 | 59 | 51.08 | 75 | 0 |  |  | 0
1987-09-03 | Sep | 22:00 | 60.98 | 53.06 | 75 | 0 |  |  | 0
1987-09-03 | Sep | 23:00 | 55.94 | 53.06 | 90 | 0 |  |  | 0
1987-09-03 | Sep | 24:00 | 53.96 | 51.98 | 93 | 0 | 0 |  | 0
1987-09-04 | Sep | 1:00 | 53.96 | 51.98 | 93 | 0 |  |  | 0
1987-09-04 | Sep | 2:00 | 55.04 | 51.98 | 90 | 0 |  |  | 0
1987-09-04 | Sep | 3:00 | 57.02 | 53.06 | 87 | 0 |  |  | 0
1987-09-04 | Sep | 4:00 | 55.94 | 51.98 | 87 | 0 |  |  | 0
1987-09-04 | Sep | 5:00 | 53.96 | 51.98 | 93 | 0 |  |  | 0
1987-09-04 | Sep | 6:00 | 55.94 | 51.98 | 87 | 0 |  |  | 0
1987-09-04 | Sep | 7:00 | 60.08 | 51.98 | 75 | 0 |  |  | 0
1987-09-04 | Sep | 8:00 | 64.94 | 51.98 | 63 | 0 |  |  | 0
1987-09-04 | Sep | 9:00 | 69.98 | 53.06 | 55 | 0 |  |  | 0
1987-09-04 | Sep | 10:00 | 73.04 | 53.96 | 52 | 0 |  |  | 0
1987-09-04 | Sep | 11:00 | 75.92 | 55.94 | 50 | 0 |  |  | 0
1987-09-04 | Sep | 12:00 | 78.98 | 57.92 | 49 | 0 |  |  | 0
1987-09-04 | Sep | 13:00 | 80.96 | 57.02 | 44 | 0 |  |  | 0
1987-09-04 | Sep | 14:00 | 82.94 | 60.98 | 48 | 0 |  |  | 0
1987-09-04 | Sep | 15:00 | 84.02 | 60.08 | 44 | 0 |  |  | 0
1987-09-04 | Sep | 16:00 | 82.04 | 60.08 | 47 | 0 |  |  | 0
1987-09-04 | Sep | 17:00 | 78.98 | 59 | 51 | 0 |  |  | 0
1987-09-04 | Sep | 18:00 | 77 | 57.92 | 52 | 0 |  |  | 0
1987-09-04 | Sep | 19:00 | 71.96 | 57.92 | 62 | 0 |  |  | 0
1987-09-04 | Sep | 20:00 | 69.98 | 60.08 | 71 | 0 |  |  | 0
1987-09-04 | Sep | 21:00 | 69.98 | 60.98 | 73 | 0 |  |  | 0
1987-09-04 | Sep | 22:00 | 71.06 | 59 | 66 | 0 |  |  | 0
1987-09-04 | Sep | 23:00 | 66.92 | 57.92 | 73 | 0 |  |  | 0
1987-09-04 | Sep | 24:00 | 66.92 | 57.92 | 73 | 0 | 0 |  | 0
1987-09-05 | Sep | 1:00 | 66.92 | 57.02 | 70 | 0 |  |  | 0
1987-09-05 | Sep | 2:00 | 66.02 | 55.94 | 70 | 0 |  |  | 0
1987-09-05 | Sep | 3:00 | 64.04 | 55.94 | 75 | 0 |  |  | 0
1987-09-05 | Sep | 4:00 | 60.98 | 55.04 | 81 | 0 |  |  | 0
1987-09-05 | Sep | 5:00 | 59 | 55.94 | 90 | 0 |  |  | 0
1987-09-05 | Sep | 6:00 | 57.92 | 55.94 | 93 | 0 |  |  | 0
1987-09-05 | Sep | 7:00 | 64.94 | 57.92 | 78 | 0 |  |  | 0
1987-09-05 | Sep | 8:00 | 71.06 | 57.92 | 64 | 0 |  |  | 0
1987-09-05 | Sep | 9:00 | 75.92 | 59 | 56 | 0 |  |  | 0
1987-09-05 | Sep | 10:00 | 80.06 | 60.08 | 51 | 0 |  |  | 0
1987-09-05 | Sep | 11:00 | 82.94 | 60.08 | 46 | 0 |  |  | 0
1987-09-05 | Sep | 12:00 | 84.92 | 57.02 | 39 | 0 |  |  | 0
1987-09-05 | Sep | 13:00 | 87.08 | 55.94 | 35 | 0 |  |  | 0
1987-09-05 | Sep | 14:00 | 87.98 | 53.06 | 30 | 0 |  |  | 0
1987-09-05 | Sep | 15:00 | 87.08 | 55.04 | 34 | 0 |  |  | 0
1987-09-05 | Sep | 16:00 | 84.02 | 57.02 | 40 | 0 |  |  | 0
1987-09-05 | Sep | 17:00 | 80.96 | 55.04 | 41 | 0 |  |  | 0
1987-09-05 | Sep | 18:00 | 77 | 53.96 | 45 | 0 |  |  | 0
1987-09-05 | Sep | 19:00 | 73.04 | 57.02 | 57 | 0 |  |  | 0
1987-09-05 | Sep | 20:00 | 71.96 | 55.94 | 57 | 0 |  |  | 0
1987-09-05 | Sep | 21:00 | 69.98 | 57.92 | 66 | 0 |  |  | 0
1987-09-05 | Sep | 22:00 | 69.98 | 60.08 | 71 | 0 |  |  | 0
1987-09-05 | Sep | 23:00 | 68 | 62.06 | 81 | 0 |  |  | 0
1987-09-05 | Sep | 24:00 | 64.94 | 60.98 | 87 | 0 | 0 |  | 0
1987-09-06 | Sep | 1:00 | 64.94 | 62.06 | 90 | 0 |  |  | 0
1987-09-06 | Sep | 2:00 | 66.02 | 60.98 | 84 | 0 |  |  | 0
1987-09-06 | Sep | 3:00 | 64.04 | 59 | 84 | 0 |  |  | 0
1987-09-06 | Sep | 4:00 | 64.94 | 59 | 81 | 0 |  |  | 0
1987-09-06 | Sep | 5:00 | 64.04 | 59 | 84 | 0 |  |  | 0
1987-09-06 | Sep | 6:00 | 64.04 | 59 | 84 | 0 |  |  | 0
1987-09-06 | Sep | 7:00 | 68 | 60.08 | 76 | 0 |  |  | 0
1987-09-06 | Sep | 8:00 | 71.96 | 60.98 | 69 | 0 |  |  | 0
1987-09-06 | Sep | 9:00 | 77 | 60.98 | 58 | 0 |  |  | 0
1987-09-06 | Sep | 10:00 | 82.04 | 62.06 | 51 | 0 |  |  | 0
1987-09-06 | Sep | 11:00 | 86 | 62.96 | 46 | 0 |  |  | 0
1987-09-06 | Sep | 12:00 | 84.92 | 62.96 | 48 | 0 |  |  | 0
1987-09-06 | Sep | 13:00 | 82.94 | 64.94 | 55 | 0 |  |  | 0
1987-09-06 | Sep | 14:00 | 84.02 | 60.98 | 46 | 0 |  |  | 0
1987-09-06 | Sep | 15:00 | 78.98 | 64.04 | 60 | 0 |  |  | 0
1987-09-06 | Sep | 16:00 | 80.06 | 62.96 | 56 | 0 |  |  | 0
1987-09-06 | Sep | 17:00 | 78.08 | 68 | 72 | 0 |  |  | 0
1987-09-06 | Sep | 18:00 | 75.92 | 66.92 | 74 | 0 |  |  | 0
1987-09-06 | Sep | 19:00 | 73.94 | 66.92 | 79 | 0 |  |  | 0
1987-09-06 | Sep | 20:00 | 71.06 | 66.92 | 87 | 0 |  |  | 0
1987-09-06 | Sep | 21:00 | 71.06 | 66.92 | 87 | 0 |  |  | 0
1987-09-06 | Sep | 22:00 | 71.96 | 66.02 | 82 | 0 |  |  | 0
1987-09-06 | Sep | 23:00 | 71.06 | 64.94 | 81 | 0 |  |  | 0
1987-09-06 | Sep | 24:00 | 71.06 | 64.94 | 81 | 0 | 0 |  | 0
1987-09-07 | Sep | 1:00 | 69.98 | 66.02 | 87 | 0 |  |  | 0
1987-09-07 | Sep | 2:00 | 68 | 64.94 | 90 | 0 |  |  | 0
1987-09-07 | Sep | 3:00 | 66.92 | 64.94 | 93 | 0 |  |  | 0
1987-09-07 | Sep | 4:00 | 66.02 | 64.04 | 93 | 0 |  |  | 0
1987-09-07 | Sep | 5:00 | 66.92 | 64.94 | 93 | 0 |  |  | 0
1987-09-07 | Sep | 6:00 | 68 | 64.94 | 90 | 0 |  |  | 0
1987-09-07 | Sep | 7:00 | 69.08 | 64.94 | 87 | 0 |  |  | 0
1987-09-07 | Sep | 8:00 | 69.08 | 64.94 | 87 | 0 |  |  | 0
1987-09-07 | Sep | 9:00 | 71.06 | 64.94 | 81 | 0 |  |  | 0
1987-09-07 | Sep | 10:00 | 73.04 | 64.94 | 76 | 0 |  |  | 0
1987-09-07 | Sep | 11:00 | 75.02 | 64.94 | 71 | 0 |  |  | 0
1987-09-07 | Sep | 12:00 | 75.02 | 64.94 | 71 | 0 |  |  | 0
1987-09-07 | Sep | 13:00 | 73.94 | 68 | 82 | 0 |  |  | 0
1987-09-07 | Sep | 14:00 | 73.04 | 66.92 | 82 | 0 |  |  | 0
1987-09-07 | Sep | 15:00 | 71.96 | 66.02 | 82 | 0 |  |  | 0
1987-09-07 | Sep | 16:00 | 71.06 | 66.02 | 84 | 0 |  |  | 0
1987-09-07 | Sep | 17:00 | 71.06 | 66.02 | 84 | 0 |  |  | 0
1987-09-07 | Sep | 18:00 | 69.98 | 66.02 | 87 | 0 |  |  | 0
1987-09-07 | Sep | 19:00 | 69.08 | 66.02 | 90 | 0 |  |  | 0
1987-09-07 | Sep | 20:00 | 69.08 | 66.02 | 90 | 0 |  |  | 0
1987-09-07 | Sep | 21:00 | 68 | 66.02 | 93 | 0 |  |  | 0
1987-09-07 | Sep | 22:00 | 66.92 | 64.94 | 93 | 0 |  |  | 0
1987-09-07 | Sep | 23:00 | 66.92 | 64.04 | 90 | 0 |  |  | 0
1987-09-07 | Sep | 24:00 | 66.92 | 62.96 | 87 | 0 | 0 |  | 0
1987-09-08 | Sep | 1:00 | 66.92 | 62.96 | 87 | 0 |  |  | 0
1987-09-08 | Sep | 2:00 | 66.02 | 62.96 | 90 | 0 |  |  | 0
1987-09-08 | Sep | 3:00 | 64.94 | 62.96 | 93 | 0 |  |  | 0
1987-09-08 | Sep | 4:00 | 64.04 | 62.06 | 93 | 0 |  |  | 0
1987-09-08 | Sep | 5:00 | 64.04 | 62.96 | 97 | 0 |  |  | 0
1987-09-08 | Sep | 6:00 | 64.94 | 62.06 | 90 | 0 |  |  | 0
1987-09-08 | Sep | 7:00 | 66.02 | 62.96 | 90 | 0 |  |  | 0
1987-09-08 | Sep | 8:00 | 68 | 62.06 | 81 | 0 |  |  | 0
1987-09-08 | Sep | 9:00 | 69.08 | 62.96 | 81 | 0 |  |  | 0
1987-09-08 | Sep | 10:00 | 69.08 | 62.96 | 81 | 0 |  |  | 0
1987-09-08 | Sep | 11:00 | 73.04 | 62.96 | 71 | 0 |  |  | 0
1987-09-08 | Sep | 12:00 | 75.02 | 62.96 | 66 | 0 |  |  | 0
1987-09-08 | Sep | 13:00 | 77 | 62.06 | 60 | 0 |  |  | 0
1987-09-08 | Sep | 14:00 | 78.08 | 62.96 | 60 | 0 |  |  | 0
1987-09-08 | Sep | 15:00 | 78.98 | 62.06 | 56 | 0 |  |  | 0
1987-09-08 | Sep | 16:00 | 80.06 | 62.06 | 54 | 0 |  |  | 0
1987-09-08 | Sep | 17:00 | 78.08 | 60.98 | 56 | 0 |  |  | 0
1987-09-08 | Sep | 18:00 | 75.02 | 64.94 | 71 | 0 |  |  | 0
1987-09-08 | Sep | 19:00 | 71.06 | 64.04 | 79 | 0 |  |  | 0
1987-09-08 | Sep | 20:00 | 69.08 | 64.04 | 84 | 0 |  |  | 0
1987-09-08 | Sep | 21:00 | 66.02 | 64.04 | 93 | 0 |  |  | 0
1987-09-08 | Sep | 22:00 | 64.94 | 62.96 | 93 | 0 |  |  | 0
1987-09-08 | Sep | 23:00 | 66.02 | 64.94 | 97 | 0 |  |  | 0
1987-09-08 | Sep | 24:00 | 64.04 | 62.96 | 97 | 0 | 0 |  | 0
1987-09-09 | Sep | 1:00 | 64.04 | 62.96 | 97 | 0 |  |  | 0
1987-09-09 | Sep | 2:00 | 64.04 | 62.96 | 97 | 0 |  |  | 0
1987-09-09 | Sep | 3:00 | 62.06 | 60.98 | 97 | 0 |  |  | 0
1987-09-09 | Sep | 4:00 | 60.08 | 60.08 | 100 | 0 |  |  | 0
1987-09-09 | Sep | 5:00 | 57.92 | 57.02 | 97 | 0 |  |  | 0
1987-09-09 | Sep | 6:00 | 57.92 | 57.92 | 100 | 0 |  |  | 0
1987-09-09 | Sep | 7:00 | 62.96 | 59 | 87 | 0 |  |  | 0
1987-09-09 | Sep | 8:00 | 66.02 | 59 | 78 | 0 |  |  | 0
1987-09-09 | Sep | 9:00 | 71.06 | 59 | 66 | 0 |  |  | 0
1987-09-09 | Sep | 10:00 | 73.04 | 59 | 62 | 0 |  |  | 0
1987-09-09 | Sep | 11:00 | 73.94 | 59 | 60 | 0 |  |  | 0
1987-09-09 | Sep | 12:00 | 78.08 | 57.02 | 49 | 0 |  |  | 0
1987-09-09 | Sep | 13:00 | 75.92 | 55.94 | 50 | 0 |  |  | 0
1987-09-09 | Sep | 14:00 | 78.98 | 57.92 | 49 | 0 |  |  | 0
1987-09-09 | Sep | 15:00 | 71.96 | 60.08 | 66 | 0 |  |  | 0
1987-09-09 | Sep | 16:00 | 75.02 | 57.92 | 56 | 0 |  |  | 0
1987-09-09 | Sep | 17:00 | 71.96 | 55.94 | 57 | 0 |  |  | 0
1987-09-09 | Sep | 18:00 | 69.08 | 55.94 | 63 | 0 |  |  | 0
1987-09-09 | Sep | 19:00 | 69.08 | 53.06 | 57 | 0 |  |  | 0
1987-09-09 | Sep | 20:00 | 68 | 55.04 | 63 | 0 |  |  | 0
1987-09-09 | Sep | 21:00 | 64.94 | 57.02 | 76 | 0 |  |  | 0
1987-09-09 | Sep | 22:00 | 60.98 | 57.02 | 87 | 0 |  |  | 0
1987-09-09 | Sep | 23:00 | 60.08 | 57.02 | 90 | 0 |  |  | 0
1987-09-09 | Sep | 24:00 | 57.92 | 55.94 | 93 | 0 | 0 |  | 0
1987-09-10 | Sep | 1:00 | 55.94 | 55.04 | 97 | 0 |  |  | 0
1987-09-10 | Sep | 2:00 | 55.94 | 55.04 | 97 | 0 |  |  | 0
1987-09-10 | Sep | 3:00 | 55.04 | 55.04 | 100 | 0 |  |  | 0
1987-09-10 | Sep | 4:00 | 55.94 | 55.04 | 97 | 0 |  |  | 0
1987-09-10 | Sep | 5:00 | 55.04 | 53.06 | 93 | 0 |  |  | 0
1987-09-10 | Sep | 6:00 | 55.04 | 53.96 | 97 | 0 |  |  | 0
1987-09-10 | Sep | 7:00 | 62.96 | 60.08 | 90 | 0 |  |  | 0
1987-09-10 | Sep | 8:00 | 69.98 | 59 | 68 | 0 |  |  | 0
1987-09-10 | Sep | 9:00 | 73.04 | 55.94 | 55 | 0 |  |  | 0
1987-09-10 | Sep | 10:00 | 75.92 | 55.94 | 50 | 0 |  |  | 0
1987-09-10 | Sep | 11:00 | 77 | 55.94 | 48 | 0 |  |  | 0
1987-09-10 | Sep | 12:00 | 78.98 | 55.94 | 45 | 0 |  |  | 0
1987-09-10 | Sep | 13:00 | 80.06 | 57.92 | 47 | 0 |  |  | 0
1987-09-10 | Sep | 14:00 | 75.92 | 57.92 | 54 | 0 |  |  | 0
1987-09-10 | Sep | 15:00 | 73.04 | 57.92 | 60 | 0 |  |  | 0
1987-09-10 | Sep | 16:00 | 71.06 | 57.02 | 61 | 0 |  |  | 0
1987-09-10 | Sep | 17:00 | 69.98 | 55.94 | 61 | 0 |  |  | 0
1987-09-10 | Sep | 18:00 | 69.08 | 55.94 | 63 | 0 |  |  | 0
1987-09-10 | Sep | 19:00 | 69.08 | 57.02 | 66 | 0 |  |  | 0
1987-09-10 | Sep | 20:00 | 69.08 | 57.92 | 68 | 0 |  |  | 0
1987-09-10 | Sep | 21:00 | 69.98 | 57.92 | 66 | 0 |  |  | 0
1987-09-10 | Sep | 22:00 | 69.08 | 60.08 | 73 | 0 |  |  | 0
1987-09-10 | Sep | 23:00 | 66.02 | 60.08 | 81 | 0 |  |  | 0
1987-09-10 | Sep | 24:00 | 64.94 | 60.08 | 84 | 0 | 0 |  | 0
1987-09-11 | Sep | 1:00 | 60.98 | 59 | 93 | 0 |  |  | 0
1987-09-11 | Sep | 2:00 | 60.08 | 57.92 | 93 | 0 |  |  | 0
1987-09-11 | Sep | 3:00 | 59 | 57.92 | 97 | 0 |  |  | 0
1987-09-11 | Sep | 4:00 | 57.92 | 57.02 | 97 | 0 |  |  | 0
1987-09-11 | Sep | 5:00 | 59 | 57.92 | 97 | 0 |  |  | 0
1987-09-11 | Sep | 6:00 | 57.02 | 55.94 | 97 | 0 |  |  | 0
1987-09-11 | Sep | 7:00 | 62.06 | 59 | 90 | 0 |  |  | 0
1987-09-11 | Sep | 8:00 | 68 | 62.06 | 81 | 0 |  |  | 0
1987-09-11 | Sep | 9:00 | 71.96 | 62.06 | 71 | 0 |  |  | 0
1987-09-11 | Sep | 10:00 | 73.94 | 62.06 | 66 | 0 |  |  | 0
1987-09-11 | Sep | 11:00 | 73.94 | 60.98 | 64 | 0 |  |  | 0
1987-09-11 | Sep | 12:00 | 77 | 62.06 | 60 | 0 |  |  | 0
1987-09-11 | Sep | 13:00 | 78.98 | 60.98 | 54 | 0 |  |  | 0
1987-09-11 | Sep | 14:00 | 80.06 | 60.08 | 51 | 0 |  |  | 0
1987-09-11 | Sep | 15:00 | 80.96 | 59 | 47 | 0 |  |  | 0
1987-09-11 | Sep | 16:00 | 80.96 | 55.94 | 42 | 0 |  |  | 0
1987-09-11 | Sep | 17:00 | 78.08 | 57.02 | 49 | 0 |  |  | 0
1987-09-11 | Sep | 18:00 | 73.94 | 59 | 60 | 0 |  |  | 0
1987-09-11 | Sep | 19:00 | 73.94 | 59 | 60 | 0 |  |  | 0
1987-09-11 | Sep | 20:00 | 68 | 59 | 73 | 0 |  |  | 0
1987-09-11 | Sep | 21:00 | 68 | 57.92 | 71 | 0 |  |  | 0
1987-09-11 | Sep | 22:00 | 66.02 | 53.06 | 63 | 0 |  |  | 0
1987-09-11 | Sep | 23:00 | 64.04 | 55.04 | 73 | 0 |  |  | 0
1987-09-11 | Sep | 24:00 | 62.06 | 55.04 | 78 | 0 | 0 |  | 0
1987-09-12 | Sep | 1:00 | 59 | 55.04 | 87 | 0 |  |  | 0
1987-09-12 | Sep | 2:00 | 57.92 | 55.94 | 93 | 0 |  |  | 0
1987-09-12 | Sep | 3:00 | 57.92 | 55.94 | 93 | 0 |  |  | 0
1987-09-12 | Sep | 4:00 | 60.98 | 57.92 | 90 | 0 |  |  | 0
1987-09-12 | Sep | 5:00 | 62.06 | 57.92 | 87 | 0 |  |  | 0
1987-09-12 | Sep | 6:00 | 60.98 | 57.92 | 90 | 0 |  |  | 0
1987-09-12 | Sep | 7:00 | 60.98 | 59 | 93 | 0 |  |  | 0
1987-09-12 | Sep | 8:00 | 64.94 | 59 | 81 | 0 |  |  | 0
1987-09-12 | Sep | 9:00 | 69.98 | 57.92 | 66 | 0 |  |  | 0
1987-09-12 | Sep | 10:00 | 71.96 | 57.02 | 59 | 0 |  |  | 0
1987-09-12 | Sep | 11:00 | 75.02 | 55.04 | 50 | 0 |  |  | 0
1987-09-12 | Sep | 12:00 | 78.08 | 57.02 | 49 | 0 |  |  | 0
1987-09-12 | Sep | 13:00 | 75.92 | 53.06 | 45 | 0 |  |  | 0
1987-09-12 | Sep | 14:00 | 77 | 53.06 | 43 | 0 |  |  | 0
1987-09-12 | Sep | 15:00 | 78.98 | 50 | 36 | 0 |  |  | 0
1987-09-12 | Sep | 16:00 | 75.92 | 46.94 | 36 | 0 |  |  | 0
1987-09-12 | Sep | 17:00 | 73.04 | 50 | 45 | 0 |  |  | 0
1987-09-12 | Sep | 18:00 | 66.92 | 50 | 55 | 0 |  |  | 0
1987-09-12 | Sep | 19:00 | 66.02 | 51.08 | 59 | 0 |  |  | 0
1987-09-12 | Sep | 20:00 | 60.08 | 50 | 70 | 0 |  |  | 0
1987-09-12 | Sep | 21:00 | 57.02 | 51.08 | 81 | 0 |  |  | 0
1987-09-12 | Sep | 22:00 | 57.02 | 51.98 | 84 | 0 |  |  | 0
1987-09-12 | Sep | 23:00 | 57.02 | 51.98 | 84 | 0 |  |  | 0
1987-09-12 | Sep | 24:00 | 55.04 | 51.98 | 90 | 0 | 0 |  | 0
1987-09-13 | Sep | 1:00 | 53.06 | 51.08 | 93 | 0 |  |  | 0
1987-09-13 | Sep | 2:00 | 51.08 | 50 | 96 | 0 |  |  | 0
1987-09-13 | Sep | 3:00 | 51.08 | 50 | 96 | 0 |  |  | 0
1987-09-13 | Sep | 4:00 | 48.92 | 48.02 | 96 | 0 |  |  | 0
1987-09-13 | Sep | 5:00 | 48.92 | 48.02 | 96 | 0 |  |  | 0
1987-09-13 | Sep | 6:00 | 48.92 | 48.02 | 96 | 0 |  |  | 0
1987-09-13 | Sep | 7:00 | 57.02 | 53.06 | 87 | 0 |  |  | 0
1987-09-13 | Sep | 8:00 | 62.96 | 51.08 | 65 | 0 |  |  | 0
1987-09-13 | Sep | 9:00 | 64.94 | 51.98 | 63 | 0 |  |  | 0
1987-09-13 | Sep | 10:00 | 62.96 | 53.96 | 73 | 0 |  |  | 0
1987-09-13 | Sep | 11:00 | 60.98 | 55.04 | 81 | 0 |  |  | 0
1987-09-13 | Sep | 12:00 | 60.98 | 53.06 | 75 | 0 |  |  | 0
1987-09-13 | Sep | 13:00 | 64.04 | 51.98 | 65 | 0 |  |  | 0
1987-09-13 | Sep | 14:00 | 69.08 | 51.08 | 53 | 0 |  |  | 0
1987-09-13 | Sep | 15:00 | 69.08 | 51.08 | 53 | 0 |  |  | 0
1987-09-13 | Sep | 16:00 | 68 | 51.98 | 57 | 0 |  |  | 0
1987-09-13 | Sep | 17:00 | 69.08 | 53.06 | 57 | 0 |  |  | 0
1987-09-13 | Sep | 18:00 | 66.02 | 53.96 | 65 | 0 |  |  | 0
1987-09-13 | Sep | 19:00 | 62.96 | 53.06 | 70 | 0 |  |  | 0
1987-09-13 | Sep | 20:00 | 64.94 | 51.98 | 63 | 0 |  |  | 0
1987-09-13 | Sep | 21:00 | 64.04 | 53.96 | 70 | 0 |  |  | 0
1987-09-13 | Sep | 22:00 | 57.02 | 53.96 | 90 | 0 |  |  | 0
1987-09-13 | Sep | 23:00 | 55.04 | 53.96 | 97 | 0 |  |  | 0
1987-09-13 | Sep | 24:00 | 53.06 | 51.98 | 96 | 0 | 0 |  | 0
1987-09-14 | Sep | 1:00 | 51.08 | 50 | 96 | 0 |  |  | 0
1987-09-14 | Sep | 2:00 | 51.08 | 50 | 96 | 0 |  |  | 0
1987-09-14 | Sep | 3:00 | 50 | 50 | 100 | 0 |  |  | 0
1987-09-14 | Sep | 4:00 | 48.02 | 48.02 | 100 | 0 |  |  | 0
1987-09-14 | Sep | 5:00 | 48.02 | 46.94 | 96 | 0 |  |  | 0
1987-09-14 | Sep | 6:00 | 48.02 | 48.02 | 100 | 0 |  |  | 0
1987-09-14 | Sep | 7:00 | 55.94 | 55.04 | 97 | 0 |  |  | 0
1987-09-14 | Sep | 8:00 | 64.04 | 55.04 | 73 | 0 |  |  | 0
1987-09-14 | Sep | 9:00 | 69.08 | 53.06 | 57 | 0 |  |  | 0
1987-09-14 | Sep | 10:00 | 71.06 | 50 | 48 | 0 |  |  | 0
1987-09-14 | Sep | 11:00 | 73.04 | 51.98 | 48 | 0 |  |  | 0
1987-09-14 | Sep | 12:00 | 75.02 | 48.92 | 40 | 0 |  |  | 0
1987-09-14 | Sep | 13:00 | 75.02 | 51.98 | 45 | 0 |  |  | 0
1987-09-14 | Sep | 14:00 | 75.02 | 55.94 | 52 | 0 |  |  | 0
1987-09-14 | Sep | 15:00 | 73.94 | 55.94 | 54 | 0 |  |  | 0
1987-09-14 | Sep | 16:00 | 73.94 | 55.94 | 54 | 0 |  |  | 0
1987-09-14 | Sep | 17:00 | 71.06 | 57.02 | 61 | 0 |  |  | 0
1987-09-14 | Sep | 18:00 | 69.08 | 55.94 | 63 | 0 |  |  | 0
1987-09-14 | Sep | 19:00 | 68 | 55.94 | 66 | 0 |  |  | 0
1987-09-14 | Sep | 20:00 | 68 | 57.02 | 68 | 0 |  |  | 0
1987-09-14 | Sep | 21:00 | 66.92 | 57.92 | 73 | 0 |  |  | 0
1987-09-14 | Sep | 22:00 | 64.94 | 62.06 | 90 | 0 |  |  | 0
1987-09-14 | Sep | 23:00 | 64.94 | 62.06 | 90 | 0 |  |  | 0
1987-09-14 | Sep | 24:00 | 64.94 | 62.96 | 93 | 0 | 0 |  | 0
1987-09-15 | Sep | 1:00 | 64.94 | 62.96 | 93 | 0 |  |  | 0
1987-09-15 | Sep | 2:00 | 64.94 | 62.06 | 90 | 0 |  |  | 0
1987-09-15 | Sep | 3:00 | 64.94 | 62.06 | 90 | 0 |  |  | 0
1987-09-15 | Sep | 4:00 | 64.94 | 62.06 | 90 | 0 |  |  | 0
1987-09-15 | Sep | 5:00 | 64.94 | 60.08 | 84 | 0 |  |  | 0
1987-09-15 | Sep | 6:00 | 64.94 | 60.08 | 84 | 0 |  |  | 0
1987-09-15 | Sep | 7:00 | 66.02 | 60.08 | 81 | 0 |  |  | 0
1987-09-15 | Sep | 8:00 | 68 | 60.98 | 78 | 0 |  |  | 0
1987-09-15 | Sep | 9:00 | 71.96 | 62.96 | 73 | 0 |  |  | 0
1987-09-15 | Sep | 10:00 | 75.02 | 62.06 | 64 | 0 |  |  | 0
1987-09-15 | Sep | 11:00 | 77 | 62.06 | 60 | 0 |  |  | 0
1987-09-15 | Sep | 12:00 | 78.98 | 62.96 | 58 | 0 |  |  | 0
1987-09-15 | Sep | 13:00 | 78.98 | 64.94 | 62 | 0 |  |  | 0
1987-09-15 | Sep | 14:00 | 78.08 | 64.94 | 64 | 0 |  |  | 0
1987-09-15 | Sep | 15:00 | 78.08 | 66.02 | 67 | 0 |  |  | 0
1987-09-15 | Sep | 16:00 | 77 | 66.02 | 69 | 0 |  |  | 0
1987-09-15 | Sep | 17:00 | 75.92 | 66.02 | 71 | 0 |  |  | 0
1987-09-15 | Sep | 18:00 | 75.02 | 66.02 | 74 | 0 |  |  | 0
1987-09-15 | Sep | 19:00 | 73.04 | 66.02 | 79 | 0 |  |  | 0
1987-09-15 | Sep | 20:00 | 71.06 | 66.02 | 84 | 0 |  |  | 0
1987-09-15 | Sep | 21:00 | 69.98 | 66.02 | 87 | 0 |  |  | 0
1987-09-15 | Sep | 22:00 | 69.98 | 66.02 | 87 | 0 |  |  | 0
1987-09-15 | Sep | 23:00 | 69.98 | 66.02 | 87 | 0 |  |  | 0
1987-09-15 | Sep | 24:00 | 69.08 | 66.02 | 90 | 0 | 0 |  | 0
1987-09-16 | Sep | 1:00 | 69.08 | 66.92 | 93 | 0 |  |  | 0
1987-09-16 | Sep | 2:00 | 68 | 66.92 | 97 | 0 |  |  | 0
1987-09-16 | Sep | 3:00 | 68 | 66.92 | 97 | 0 |  |  | 0
1987-09-16 | Sep | 4:00 | 68 | 66.92 | 97 | 0 |  |  | 0
1987-09-16 | Sep | 5:00 | 68 | 66.92 | 97 | 0 |  |  | 0
1987-09-16 | Sep | 6:00 | 68 | 66.92 | 97 | 0 |  |  | 0
1987-09-16 | Sep | 7:00 | 68 | 66.92 | 97 | 0 |  |  | 0
1987-09-16 | Sep | 8:00 | 69.08 | 66.92 | 93 | 0 |  |  | 0
1987-09-16 | Sep | 9:00 | 68 | 66.92 | 97 | 0 |  |  | 0
1987-09-16 | Sep | 10:00 | 68 | 68 | 100 | 0 |  |  | 0
1987-09-16 | Sep | 11:00 | 69.08 | 68 | 97 | 0 |  |  | 0
1987-09-16 | Sep | 12:00 | 69.08 | 68 | 97 | 0 |  |  | 0
1987-09-16 | Sep | 13:00 | 69.08 | 66.92 | 93 | 0 |  |  | 0
1987-09-16 | Sep | 14:00 | 69.98 | 68 | 93 | 0 |  |  | 0
1987-09-16 | Sep | 15:00 | 71.06 | 68 | 90 | 0 |  |  | 0
1987-09-16 | Sep | 16:00 | 71.96 | 68 | 87 | 0 |  |  | 0
1987-09-16 | Sep | 17:00 | 71.96 | 68 | 87 | 0 |  |  | 0
1987-09-16 | Sep | 18:00 | 71.96 | 66.92 | 84 | 0 |  |  | 0
1987-09-16 | Sep | 19:00 | 71.06 | 66.92 | 87 | 0 |  |  | 0
1987-09-16 | Sep | 20:00 | 69.98 | 68 | 93 | 0 |  |  | 0
1987-09-16 | Sep | 21:00 | 69.98 | 68 | 93 | 0 |  |  | 0
1987-09-16 | Sep | 22:00 | 68 | 64.94 | 90 | 0 |  |  | 0
1987-09-16 | Sep | 23:00 | 66.02 | 64.04 | 93 | 0 |  |  | 0
1987-09-16 | Sep | 24:00 | 66.92 | 64.94 | 93 | 0 | 0 |  | 0
1987-09-17 | Sep | 1:00 | 69.08 | 66.92 | 93 | 0 |  |  | 0
1987-09-17 | Sep | 2:00 | 66.92 | 64.94 | 93 | 0 |  |  | 0
1987-09-17 | Sep | 3:00 | 66.92 | 64.94 | 93 | 0 |  |  | 0
1987-09-17 | Sep | 4:00 | 66.92 | 64.94 | 93 | 0 |  |  | 0
1987-09-17 | Sep | 5:00 | 66.92 | 64.94 | 93 | 0 |  |  | 0
1987-09-17 | Sep | 6:00 | 66.92 | 64.04 | 90 | 0 |  |  | 0
1987-09-17 | Sep | 7:00 | 66.92 | 64.04 | 90 | 0 |  |  | 0
1987-09-17 | Sep | 8:00 | 66.92 | 64.04 | 90 | 0 |  |  | 0
1987-09-17 | Sep | 9:00 | 66.02 | 64.94 | 97 | 0 |  |  | 0
1987-09-17 | Sep | 10:00 | 66.02 | 64.94 | 97 | 0 |  |  | 0
1987-09-17 | Sep | 11:00 | 71.06 | 66.92 | 87 | 0 |  |  | 0
1987-09-17 | Sep | 12:00 | 69.98 | 64.04 | 81 | 0 |  |  | 0
1987-09-17 | Sep | 13:00 | 69.98 | 64.94 | 84 | 0 |  |  | 0
1987-09-17 | Sep | 14:00 | 71.06 | 64.04 | 79 | 0 |  |  | 0
1987-09-17 | Sep | 15:00 | 69.98 | 64.94 | 84 | 0 |  |  | 0
1987-09-17 | Sep | 16:00 | 68 | 66.02 | 93 | 0 |  |  | 0
1987-09-17 | Sep | 17:00 | 69.08 | 64.94 | 87 | 0 |  |  | 0
1987-09-17 | Sep | 18:00 | 68 | 64.94 | 90 | 0 |  |  | 0
1987-09-17 | Sep | 19:00 | 66.92 | 64.04 | 90 | 0 |  |  | 0
1987-09-17 | Sep | 20:00 | 66.92 | 64.94 | 93 | 0 |  |  | 0
1987-09-17 | Sep | 21:00 | 66.02 | 62.96 | 90 | 0 |  |  | 0
1987-09-17 | Sep | 22:00 | 64.94 | 62.96 | 93 | 0 |  |  | 0
1987-09-17 | Sep | 23:00 | 64.04 | 62.96 | 97 | 0 |  |  | 0
1987-09-17 | Sep | 24:00 | 64.04 | 62.96 | 97 | 0 | 0 |  | 0
1987-09-18 | Sep | 1:00 | 64.94 | 64.04 | 97 | 0 |  |  | 0
1987-09-18 | Sep | 2:00 | 64.94 | 62.96 | 93 | 0 |  |  | 0
1987-09-18 | Sep | 3:00 | 64.94 | 64.04 | 97 | 0 |  |  | 0
1987-09-18 | Sep | 4:00 | 64.94 | 62.96 | 93 | 0 |  |  | 0
1987-09-18 | Sep | 5:00 | 64.04 | 62.96 | 97 | 0 |  |  | 0
1987-09-18 | Sep | 6:00 | 62.96 | 62.06 | 97 | 0 |  |  | 0
1987-09-18 | Sep | 7:00 | 62.06 | 60.08 | 93 | 0 |  |  | 0
1987-09-18 | Sep | 8:00 | 62.06 | 60.08 | 93 | 0 |  |  | 0
1987-09-18 | Sep | 9:00 | 64.04 | 59 | 84 | 0 |  |  | 0
1987-09-18 | Sep | 10:00 | 64.04 | 59 | 84 | 0 |  |  | 0
1987-09-18 | Sep | 11:00 | 64.94 | 60.08 | 84 | 0 |  |  | 0
1987-09-18 | Sep | 12:00 | 66.92 | 60.98 | 81 | 0 |  |  | 0
1987-09-18 | Sep | 13:00 | 68 | 60.08 | 76 | 0 |  |  | 0
1987-09-18 | Sep | 14:00 | 66.02 | 60.98 | 84 | 0 |  |  | 0
1987-09-18 | Sep | 15:00 | 64.94 | 62.06 | 90 | 0 |  |  | 0
1987-09-18 | Sep | 16:00 | 64.94 | 62.96 | 93 | 0 |  |  | 0
1987-09-18 | Sep | 17:00 | 64.04 | 60.98 | 90 | 0 |  |  | 0
1987-09-18 | Sep | 18:00 | 62.96 | 60.98 | 93 | 0 |  |  | 0
1987-09-18 | Sep | 19:00 | 62.06 | 60.98 | 97 | 0 |  |  | 0
1987-09-18 | Sep | 20:00 | 62.06 | 60.08 | 93 | 0 |  |  | 0
1987-09-18 | Sep | 21:00 | 60.98 | 60.08 | 97 | 0 |  |  | 0
1987-09-18 | Sep | 22:00 | 60.98 | 59 | 93 | 0 |  |  | 0
1987-09-18 | Sep | 23:00 | 59 | 57.92 | 97 | 0 |  |  | 0
1987-09-18 | Sep | 24:00 | 57.02 | 55.94 | 97 | 0 | 0 |  | 0
1987-09-19 | Sep | 1:00 | 55.04 | 53.96 | 97 | 0 |  |  | 0
1987-09-19 | Sep | 2:00 | 53.06 | 51.98 | 96 | 0 |  |  | 0
1987-09-19 | Sep | 3:00 | 51.98 | 51.08 | 96 | 0 |  |  | 0
1987-09-19 | Sep | 4:00 | 51.98 | 51.08 | 96 | 0 |  |  | 0
1987-09-19 | Sep | 5:00 | 51.98 | 51.08 | 96 | 0 |  |  | 0
1987-09-19 | Sep | 6:00 | 51.08 | 51.08 | 100 | 0 |  |  | 0
1987-09-19 | Sep | 7:00 | 53.96 | 51.08 | 90 | 0 |  |  | 0
1987-09-19 | Sep | 8:00 | 57.92 | 51.08 | 78 | 0 |  |  | 0
1987-09-19 | Sep | 9:00 | 62.06 | 51.08 | 67 | 0 |  |  | 0
1987-09-19 | Sep | 10:00 | 64.94 | 50 | 59 | 0 |  |  | 0
1987-09-19 | Sep | 11:00 | 66.92 | 48.92 | 53 | 0 |  |  | 0
1987-09-19 | Sep | 12:00 | 69.08 | 48.02 | 47 | 0 |  |  | 0
1987-09-19 | Sep | 13:00 | 69.08 | 46.04 | 44 | 0 |  |  | 0
1987-09-19 | Sep | 14:00 | 71.06 | 46.04 | 41 | 0 |  |  | 0
1987-09-19 | Sep | 15:00 | 66.92 | 46.04 | 47 | 0 |  |  | 0
1987-09-19 | Sep | 16:00 | 64.94 | 46.94 | 52 | 0 |  |  | 0
1987-09-19 | Sep | 17:00 | 62.96 | 48.92 | 61 | 0 |  |  | 0
1987-09-19 | Sep | 18:00 | 60.08 | 50 | 70 | 0 |  |  | 0
1987-09-19 | Sep | 19:00 | 57.02 | 51.08 | 81 | 0 |  |  | 0
1987-09-19 | Sep | 20:00 | 53.96 | 51.08 | 90 | 0 |  |  | 0
1987-09-19 | Sep | 21:00 | 55.04 | 51.98 | 90 | 0 |  |  | 0
1987-09-19 | Sep | 22:00 | 53.96 | 51.08 | 90 | 0 |  |  | 0
1987-09-19 | Sep | 23:00 | 53.96 | 51.08 | 90 | 0 |  |  | 0
1987-09-19 | Sep | 24:00 | 53.96 | 50 | 86 | 0 | 0 |  | 0
1987-09-20 | Sep | 1:00 | 53.06 | 51.08 | 93 | 0 |  |  | 0
1987-09-20 | Sep | 2:00 | 53.96 | 51.08 | 90 | 0 |  |  | 0
1987-09-20 | Sep | 3:00 | 53.06 | 51.08 | 93 | 0 |  |  | 0
1987-09-20 | Sep | 4:00 | 53.06 | 51.08 | 93 | 0 |  |  | 0
1987-09-20 | Sep | 5:00 | 53.06 | 51.98 | 96 | 0 |  |  | 0
1987-09-20 | Sep | 6:00 | 53.06 | 51.98 | 96 | 0 |  |  | 0
1987-09-20 | Sep | 7:00 | 53.96 | 51.98 | 93 | 0 |  |  | 0
1987-09-20 | Sep | 8:00 | 55.04 | 51.98 | 90 | 0 |  |  | 0
1987-09-20 | Sep | 9:00 | 57.02 | 51.98 | 84 | 0 |  |  | 0
1987-09-20 | Sep | 10:00 | 59 | 51.08 | 75 | 0 |  |  | 0
1987-09-20 | Sep | 11:00 | 55.04 | 51.08 | 87 | 0 |  |  | 0
1987-09-20 | Sep | 12:00 | 62.06 | 50 | 65 | 0 |  |  | 0
1987-09-20 | Sep | 13:00 | 59 | 48.92 | 70 | 0 |  |  | 0
1987-09-20 | Sep | 14:00 | 60.98 | 48.92 | 65 | 0 |  |  | 0
1987-09-20 | Sep | 15:00 | 62.06 | 48.92 | 63 | 0 |  |  | 0
1987-09-20 | Sep | 16:00 | 60.08 | 48.92 | 67 | 0 |  |  | 0
1987-09-20 | Sep | 17:00 | 60.08 | 51.08 | 72 | 0 |  |  | 0
1987-09-20 | Sep | 18:00 | 57.92 | 51.98 | 81 | 0 |  |  | 0
1987-09-20 | Sep | 19:00 | 55.04 | 51.98 | 90 | 0 |  |  | 0
1987-09-20 | Sep | 20:00 | 53.06 | 51.08 | 93 | 0 |  |  | 0
1987-09-20 | Sep | 21:00 | 51.98 | 51.08 | 96 | 0 |  |  | 0
1987-09-20 | Sep | 22:00 | 51.98 | 50 | 93 | 0 |  |  | 0
1987-09-20 | Sep | 23:00 | 51.98 | 51.08 | 96 | 0 |  |  | 0
1987-09-20 | Sep | 24:00 | 51.08 | 50 | 96 | 0 | 0 |  | 0
1987-09-21 | Sep | 1:00 | 50 | 50 | 100 | 0 |  |  | 0
1987-09-21 | Sep | 2:00 | 50 | 48.92 | 96 | 0 |  |  | 0
1987-09-21 | Sep | 3:00 | 50 | 48.92 | 96 | 0 |  |  | 0
1987-09-21 | Sep | 4:00 | 50 | 48.92 | 96 | 0 |  |  | 0
1987-09-21 | Sep | 5:00 | 50 | 48.92 | 96 | 0 |  |  | 0
1987-09-21 | Sep | 6:00 | 51.08 | 50 | 96 | 0 |  |  | 0
1987-09-21 | Sep | 7:00 | 53.06 | 51.08 | 93 | 0 |  |  | 0
1987-09-21 | Sep | 8:00 | 53.96 | 51.98 | 93 | 0 |  |  | 0
1987-09-21 | Sep | 9:00 | 57.02 | 53.06 | 87 | 0 |  |  | 0
1987-09-21 | Sep | 10:00 | 57.92 | 53.06 | 84 | 0 |  |  | 0
1987-09-21 | Sep | 11:00 | 57.92 | 53.96 | 87 | 0 |  |  | 0
1987-09-21 | Sep | 12:00 | 57.92 | 55.94 | 93 | 0 |  |  | 0
1987-09-21 | Sep | 13:00 | 60.98 | 55.94 | 84 | 0 |  |  | 0
1987-09-21 | Sep | 14:00 | 59 | 57.02 | 93 | 0 |  |  | 0
1987-09-21 | Sep | 15:00 | 60.98 | 55.94 | 84 | 0 |  |  | 0
1987-09-21 | Sep | 16:00 | 60.08 | 53.96 | 81 | 0 |  |  | 0
1987-09-21 | Sep | 17:00 | 57.92 | 55.04 | 90 | 0 |  |  | 0
1987-09-21 | Sep | 18:00 | 57.02 | 55.04 | 93 | 0 |  |  | 0
1987-09-21 | Sep | 19:00 | 57.02 | 55.04 | 93 | 0 |  |  | 0
1987-09-21 | Sep | 20:00 | 57.02 | 55.04 | 93 | 0 |  |  | 0
1987-09-21 | Sep | 21:00 | 55.94 | 55.04 | 97 | 0 |  |  | 0
1987-09-21 | Sep | 22:00 | 57.02 | 55.04 | 93 | 0 |  |  | 0
1987-09-21 | Sep | 23:00 | 57.02 | 53.96 | 90 | 0 |  |  | 0
1987-09-21 | Sep | 24:00 | 57.02 | 53.96 | 90 | 0 | 0 |  | 0
1987-09-22 | Sep | 1:00 | 57.02 | 53.96 | 90 | 0 |  |  | 0
1987-09-22 | Sep | 2:00 | 57.02 | 53.96 | 90 | 0 |  |  | 0
1987-09-22 | Sep | 3:00 | 55.94 | 53.96 | 93 | 0 |  |  | 0
1987-09-22 | Sep | 4:00 | 55.94 | 53.06 | 90 | 0 |  |  | 0
1987-09-22 | Sep | 5:00 | 55.94 | 53.06 | 90 | 0 |  |  | 0
1987-09-22 | Sep | 6:00 | 55.94 | 53.06 | 90 | 0 |  |  | 0
1987-09-22 | Sep | 7:00 | 57.02 | 53.06 | 87 | 0 |  |  | 0
1987-09-22 | Sep | 8:00 | 57.92 | 53.96 | 87 | 0 |  |  | 0
1987-09-22 | Sep | 9:00 | 60.08 | 55.04 | 84 | 0 |  |  | 0
1987-09-22 | Sep | 10:00 | 62.06 | 55.04 | 78 | 0 |  |  | 0
1987-09-22 | Sep | 11:00 | 66.92 | 55.94 | 68 | 0 |  |  | 0
1987-09-22 | Sep | 12:00 | 66.02 | 55.94 | 70 | 0 |  |  | 0
1987-09-22 | Sep | 13:00 | 66.02 | 55.04 | 68 | 0 |  |  | 0
1987-09-22 | Sep | 14:00 | 69.98 | 53.96 | 57 | 0 |  |  | 0
1987-09-22 | Sep | 15:00 | 62.06 | 57.02 | 84 | 0 |  |  | 0
1987-09-22 | Sep | 16:00 | 62.96 | 55.94 | 78 | 0 |  |  | 0
1987-09-22 | Sep | 17:00 | 62.96 | 55.04 | 75 | 0 |  |  | 0
1987-09-22 | Sep | 18:00 | 60.08 | 53.96 | 81 | 0 |  |  | 0
1987-09-22 | Sep | 19:00 | 55.94 | 53.06 | 90 | 0 |  |  | 0
1987-09-22 | Sep | 20:00 | 55.04 | 51.08 | 87 | 0 |  |  | 0
1987-09-22 | Sep | 21:00 | 53.96 | 50 | 86 | 0 |  |  | 0
1987-09-22 | Sep | 22:00 | 53.06 | 51.08 | 93 | 0 |  |  | 0
1987-09-22 | Sep | 23:00 | 51.98 | 50 | 93 | 0 |  |  | 0
1987-09-22 | Sep | 24:00 | 53.06 | 51.08 | 93 | 0 | 0 |  | 0
1987-09-23 | Sep | 1:00 | 53.06 | 51.08 | 93 | 0 |  |  | 0
1987-09-23 | Sep | 2:00 | 51.98 | 50 | 93 | 0 |  |  | 0
1987-09-23 | Sep | 3:00 | 51.08 | 48.92 | 93 | 0 |  |  | 0
1987-09-23 | Sep | 4:00 | 50 | 48.92 | 96 | 0 |  |  | 0
1987-09-23 | Sep | 5:00 | 50 | 48.02 | 93 | 0 |  |  | 0
1987-09-23 | Sep | 6:00 | 50 | 48.02 | 93 | 0 |  |  | 0
1987-09-23 | Sep | 7:00 | 53.96 | 50 | 86 | 0 |  |  | 0
1987-09-23 | Sep | 8:00 | 60.08 | 51.08 | 72 | 0 |  |  | 0
1987-09-23 | Sep | 9:00 | 64.04 | 50 | 61 | 0 |  |  | 0
1987-09-23 | Sep | 10:00 | 66.92 | 51.08 | 57 | 0 |  |  | 0
1987-09-23 | Sep | 11:00 | 69.98 | 51.08 | 51 | 0 |  |  | 0
1987-09-23 | Sep | 12:00 | 71.96 | 51.08 | 48 | 0 |  |  | 0
1987-09-23 | Sep | 13:00 | 71.96 | 50 | 46 | 0 |  |  | 0
1987-09-23 | Sep | 14:00 | 73.94 | 50 | 43 | 0 |  |  | 0
1987-09-23 | Sep | 15:00 | 75.92 | 50 | 40 | 0 |  |  | 0
1987-09-23 | Sep | 16:00 | 75.02 | 48.02 | 39 | 0 |  |  | 0
1987-09-23 | Sep | 17:00 | 71.96 | 51.08 | 48 | 0 |  |  | 0
1987-09-23 | Sep | 18:00 | 71.96 | 51.08 | 48 | 0 |  |  | 0
1987-09-23 | Sep | 19:00 | 68 | 51.08 | 55 | 0 |  |  | 0
1987-09-23 | Sep | 20:00 | 66.92 | 51.98 | 59 | 0 |  |  | 0
1987-09-23 | Sep | 21:00 | 60.08 | 51.98 | 75 | 0 |  |  | 0
1987-09-23 | Sep | 22:00 | 57.92 | 51.98 | 81 | 0 |  |  | 0
1987-09-23 | Sep | 23:00 | 59 | 51.08 | 75 | 0 |  |  | 0
1987-09-23 | Sep | 24:00 | 57.92 | 51.08 | 78 | 0 | 0 |  | 0
1987-09-24 | Sep | 1:00 | 57.02 | 51.08 | 81 | 0 |  |  | 0
1987-09-24 | Sep | 2:00 | 55.94 | 51.08 | 83 | 0 |  |  | 0
1987-09-24 | Sep | 3:00 | 53.96 | 50 | 86 | 0 |  |  | 0
1987-09-24 | Sep | 4:00 | 51.98 | 50 | 93 | 0 |  |  | 0
1987-09-24 | Sep | 5:00 | 51.08 | 50 | 96 | 0 |  |  | 0
1987-09-24 | Sep | 6:00 | 50 | 48.92 | 96 | 0 |  |  | 0
1987-09-24 | Sep | 7:00 | 57.02 | 53.96 | 90 | 0 |  |  | 0
1987-09-24 | Sep | 8:00 | 62.96 | 57.02 | 81 | 0 |  |  | 0
1987-09-24 | Sep | 9:00 | 64.04 | 55.94 | 75 | 0 |  |  | 0
1987-09-24 | Sep | 10:00 | 66.92 | 51.98 | 59 | 0 |  |  | 0
1987-09-24 | Sep | 11:00 | 66.92 | 51.98 | 59 | 0 |  |  | 0
1987-09-24 | Sep | 12:00 | 66.02 | 53.06 | 63 | 0 |  |  | 0
1987-09-24 | Sep | 13:00 | 69.08 | 51.98 | 55 | 0 |  |  | 0
1987-09-24 | Sep | 14:00 | 66.92 | 51.08 | 57 | 0 |  |  | 0
1987-09-24 | Sep | 15:00 | 66.92 | 48.92 | 53 | 0 |  |  | 0
1987-09-24 | Sep | 16:00 | 64.94 | 46.94 | 52 | 0 |  |  | 0
1987-09-24 | Sep | 17:00 | 62.96 | 46.04 | 54 | 0 |  |  | 0
1987-09-24 | Sep | 18:00 | 57.92 | 46.04 | 65 | 0 |  |  | 0
1987-09-24 | Sep | 19:00 | 55.04 | 46.94 | 75 | 0 |  |  | 0
1987-09-24 | Sep | 20:00 | 53.96 | 46.94 | 77 | 0 |  |  | 0
1987-09-24 | Sep | 21:00 | 51.08 | 44.96 | 80 | 0 |  |  | 0
1987-09-24 | Sep | 22:00 | 51.08 | 46.04 | 83 | 0 |  |  | 0
1987-09-24 | Sep | 23:00 | 50 | 46.04 | 86 | 0 |  |  | 0
1987-09-24 | Sep | 24:00 | 48.02 | 44.96 | 89 | 0 | 0 |  | 0
1987-09-25 | Sep | 1:00 | 48.02 | 44.96 | 89 | 0 |  |  | 0
1987-09-25 | Sep | 2:00 | 48.02 | 44.96 | 89 | 0 |  |  | 0
1987-09-25 | Sep | 3:00 | 46.94 | 44.96 | 93 | 0 |  |  | 0
1987-09-25 | Sep | 4:00 | 44.96 | 44.06 | 96 | 0 |  |  | 0
1987-09-25 | Sep | 5:00 | 44.96 | 44.06 | 96 | 0 |  |  | 0
1987-09-25 | Sep | 6:00 | 44.06 | 42.98 | 96 | 0 |  |  | 0
1987-09-25 | Sep | 7:00 | 46.94 | 46.04 | 96 | 0 |  |  | 0
1987-09-25 | Sep | 8:00 | 53.96 | 48.02 | 80 | 0 |  |  | 0
1987-09-25 | Sep | 9:00 | 60.98 | 48.92 | 65 | 0 |  |  | 0
1987-09-25 | Sep | 10:00 | 62.96 | 48.92 | 61 | 0 |  |  | 0
1987-09-25 | Sep | 11:00 | 64.04 | 48.02 | 56 | 0 |  |  | 0
1987-09-25 | Sep | 12:00 | 66.02 | 48.02 | 53 | 0 |  |  | 0
1987-09-25 | Sep | 13:00 | 68 | 46.94 | 47 | 0 |  |  | 0
1987-09-25 | Sep | 14:00 | 69.08 | 44.96 | 42 | 0 |  |  | 0
1987-09-25 | Sep | 15:00 | 69.08 | 42.08 | 38 | 0 |  |  | 0
1987-09-25 | Sep | 16:00 | 69.08 | 42.08 | 38 | 0 |  |  | 0
1987-09-25 | Sep | 17:00 | 66.92 | 42.08 | 40 | 0 |  |  | 0
1987-09-25 | Sep | 18:00 | 60.08 | 42.08 | 52 | 0 |  |  | 0
1987-09-25 | Sep | 19:00 | 53.96 | 44.06 | 69 | 0 |  |  | 0
1987-09-25 | Sep | 20:00 | 53.96 | 44.06 | 69 | 0 |  |  | 0
1987-09-25 | Sep | 21:00 | 51.08 | 44.96 | 80 | 0 |  |  | 0
1987-09-25 | Sep | 22:00 | 51.98 | 42.98 | 72 | 0 |  |  | 0
1987-09-25 | Sep | 23:00 | 50 | 42.08 | 74 | 0 |  |  | 0
1987-09-25 | Sep | 24:00 | 50 | 42.08 | 74 | 0 | 0 |  | 0
1987-09-26 | Sep | 1:00 | 48.02 | 42.98 | 83 | 0 |  |  | 0
1987-09-26 | Sep | 2:00 | 46.94 | 44.06 | 89 | 0 |  |  | 0
1987-09-26 | Sep | 3:00 | 46.04 | 42.08 | 86 | 0 |  |  | 0
1987-09-26 | Sep | 4:00 | 46.94 | 41 | 80 | 0 |  |  | 0
1987-09-26 | Sep | 5:00 | 46.94 | 41 | 80 | 0 |  |  | 0
1987-09-26 | Sep | 6:00 | 46.94 | 39.92 | 77 | 0 |  |  | 0
1987-09-26 | Sep | 7:00 | 51.98 | 44.06 | 74 | 0 |  |  | 0
1987-09-26 | Sep | 8:00 | 60.08 | 46.04 | 60 | 0 |  |  | 0
1987-09-26 | Sep | 9:00 | 66.02 | 46.04 | 49 | 0 |  |  | 0
1987-09-26 | Sep | 10:00 | 71.96 | 48.92 | 44 | 0 |  |  | 0
1987-09-26 | Sep | 11:00 | 75.02 | 48.02 | 39 | 0 |  |  | 0
1987-09-26 | Sep | 12:00 | 78.08 | 48.02 | 35 | 0 |  |  | 0
1987-09-26 | Sep | 13:00 | 80.06 | 50 | 35 | 0 |  |  | 0
1987-09-26 | Sep | 14:00 | 82.04 | 51.98 | 36 | 0 |  |  | 0
1987-09-26 | Sep | 15:00 | 82.94 | 50 | 32 | 0 |  |  | 0
1987-09-26 | Sep | 16:00 | 84.02 | 48.92 | 30 | 0 |  |  | 0
1987-09-26 | Sep | 17:00 | 80.06 | 51.08 | 37 | 0 |  |  | 0
1987-09-26 | Sep | 18:00 | 75.92 | 55.04 | 48 | 0 |  |  | 0
1987-09-26 | Sep | 19:00 | 75.92 | 53.96 | 47 | 0 |  |  | 0
1987-09-26 | Sep | 20:00 | 75.02 | 53.06 | 46 | 0 |  |  | 0
1987-09-26 | Sep | 21:00 | 69.98 | 55.04 | 59 | 0 |  |  | 0
1987-09-26 | Sep | 22:00 | 69.08 | 53.96 | 59 | 0 |  |  | 0
1987-09-26 | Sep | 23:00 | 68 | 55.94 | 66 | 0 |  |  | 0
1987-09-26 | Sep | 24:00 | 66.92 | 55.94 | 68 | 0 | 0 |  | 0
1987-09-27 | Sep | 1:00 | 64.04 | 55.94 | 75 | 0 |  |  | 0
1987-09-27 | Sep | 2:00 | 62.06 | 55.94 | 81 | 0 |  |  | 0
1987-09-27 | Sep | 3:00 | 62.96 | 55.94 | 78 | 0 |  |  | 0
1987-09-27 | Sep | 4:00 | 66.02 | 55.94 | 70 | 0 |  |  | 0
1987-09-27 | Sep | 5:00 | 64.94 | 57.02 | 76 | 0 |  |  | 0
1987-09-27 | Sep | 6:00 | 64.04 | 57.02 | 78 | 0 |  |  | 0
1987-09-27 | Sep | 7:00 | 66.02 | 57.92 | 76 | 0 |  |  | 0
1987-09-27 | Sep | 8:00 | 69.98 | 59 | 68 | 0 |  |  | 0
1987-09-27 | Sep | 9:00 | 73.94 | 60.08 | 62 | 0 |  |  | 0
1987-09-27 | Sep | 10:00 | 75.92 | 59 | 56 | 0 |  |  | 0
1987-09-27 | Sep | 11:00 | 73.94 | 57.92 | 58 | 0 |  |  | 0
1987-09-27 | Sep | 12:00 | 78.08 | 59 | 52 | 0 |  |  | 0
1987-09-27 | Sep | 13:00 | 84.02 | 55.94 | 38 | 0 |  |  | 0
1987-09-27 | Sep | 14:00 | 84.02 | 57.92 | 41 | 0 |  |  | 0
1987-09-27 | Sep | 15:00 | 87.98 | 53.06 | 30 | 0 |  |  | 0
1987-09-27 | Sep | 16:00 | 89.06 | 51.98 | 28 | 0 |  |  | 0
1987-09-27 | Sep | 17:00 | 84.02 | 53.96 | 36 | 0 |  |  | 0
1987-09-27 | Sep | 18:00 | 77 | 55.04 | 47 | 0 |  |  | 0
1987-09-27 | Sep | 19:00 | 75.02 | 53.96 | 48 | 0 |  |  | 0
1987-09-27 | Sep | 20:00 | 69.98 | 55.04 | 59 | 0 |  |  | 0
1987-09-27 | Sep | 21:00 | 64.94 | 53.96 | 68 | 0 |  |  | 0
1987-09-27 | Sep | 22:00 | 66.92 | 53.96 | 63 | 0 |  |  | 0
1987-09-27 | Sep | 23:00 | 64.04 | 53.96 | 70 | 0 |  |  | 0
1987-09-27 | Sep | 24:00 | 60.98 | 53.06 | 75 | 0 | 0 |  | 0
1987-09-28 | Sep | 1:00 | 59 | 53.06 | 81 | 0 |  |  | 0
1987-09-28 | Sep | 2:00 | 57.92 | 53.06 | 84 | 0 |  |  | 0
1987-09-28 | Sep | 3:00 | 57.02 | 53.06 | 87 | 0 |  |  | 0
1987-09-28 | Sep | 4:00 | 57.02 | 53.06 | 87 | 0 |  |  | 0
1987-09-28 | Sep | 5:00 | 59 | 53.06 | 81 | 0 |  |  | 0
1987-09-28 | Sep | 6:00 | 60.08 | 53.96 | 81 | 0 |  |  | 0
1987-09-28 | Sep | 7:00 | 62.96 | 53.96 | 73 | 0 |  |  | 0
1987-09-28 | Sep | 8:00 | 69.08 | 55.04 | 61 | 0 |  |  | 0
1987-09-28 | Sep | 9:00 | 71.96 | 57.02 | 59 | 0 |  |  | 0
1987-09-28 | Sep | 10:00 | 71.06 | 57.02 | 61 | 0 |  |  | 0
1987-09-28 | Sep | 11:00 | 77 | 60.08 | 56 | 0 |  |  | 0
1987-09-28 | Sep | 12:00 | 75.92 | 60.98 | 60 | 0 |  |  | 0
1987-09-28 | Sep | 13:00 | 80.06 | 60.08 | 51 | 0 |  |  | 0
1987-09-28 | Sep | 14:00 | 80.96 | 59 | 47 | 0 |  |  | 0
1987-09-28 | Sep | 15:00 | 80.96 | 60.08 | 49 | 0 |  |  | 0
1987-09-28 | Sep | 16:00 | 78.08 | 60.08 | 54 | 0 |  |  | 0
1987-09-28 | Sep | 17:00 | 75.92 | 60.08 | 58 | 0 |  |  | 0
1987-09-28 | Sep | 18:00 | 73.94 | 60.98 | 64 | 0 |  |  | 0
1987-09-28 | Sep | 19:00 | 66.92 | 60.98 | 81 | 0 |  |  | 0
1987-09-28 | Sep | 20:00 | 64.94 | 60.98 | 87 | 0 |  |  | 0
1987-09-28 | Sep | 21:00 | 64.04 | 62.06 | 93 | 0 |  |  | 0
1987-09-28 | Sep | 22:00 | 62.96 | 62.06 | 97 | 0 |  |  | 0
1987-09-28 | Sep | 23:00 | 62.96 | 62.06 | 97 | 0 |  |  | 0
1987-09-28 | Sep | 24:00 | 62.96 | 62.06 | 97 | 0 | 0 |  | 0
1987-09-29 | Sep | 1:00 | 62.96 | 62.06 | 97 | 0 |  |  | 0
1987-09-29 | Sep | 2:00 | 62.06 | 62.06 | 100 | 0 |  |  | 0
1987-09-29 | Sep | 3:00 | 62.06 | 60.98 | 97 | 0 |  |  | 0
1987-09-29 | Sep | 4:00 | 60.98 | 60.08 | 97 | 0 |  |  | 0
1987-09-29 | Sep | 5:00 | 60.98 | 60.08 | 97 | 0 |  |  | 0
1987-09-29 | Sep | 6:00 | 57.92 | 57.02 | 97 | 0 |  |  | 0
1987-09-29 | Sep | 7:00 | 57.92 | 57.02 | 97 | 0 |  |  | 0
1987-09-29 | Sep | 8:00 | 60.98 | 55.04 | 81 | 0 |  |  | 0
1987-09-29 | Sep | 9:00 | 62.96 | 53.06 | 70 | 0 |  |  | 0
1987-09-29 | Sep | 10:00 | 64.94 | 53.06 | 65 | 0 |  |  | 0
1987-09-29 | Sep | 11:00 | 62.06 | 51.08 | 67 | 0 |  |  | 0
1987-09-29 | Sep | 12:00 | 62.96 | 51.98 | 68 | 0 |  |  | 0
1987-09-29 | Sep | 13:00 | 64.94 | 51.08 | 61 | 0 |  |  | 0
1987-09-29 | Sep | 14:00 | 64.04 | 51.08 | 63 | 0 |  |  | 0
1987-09-29 | Sep | 15:00 | 66.02 | 51.98 | 61 | 0 |  |  | 0
1987-09-29 | Sep | 16:00 | 66.02 | 53.06 | 63 | 0 |  |  | 0
1987-09-29 | Sep | 17:00 | 64.94 | 51.98 | 63 | 0 |  |  | 0
1987-09-29 | Sep | 18:00 | 62.96 | 51.98 | 68 | 0 |  |  | 0
1987-09-29 | Sep | 19:00 | 60.08 | 53.06 | 78 | 0 |  |  | 0
1987-09-29 | Sep | 20:00 | 59 | 53.06 | 81 | 0 |  |  | 0
1987-09-29 | Sep | 21:00 | 60.98 | 53.06 | 75 | 0 |  |  | 0
1987-09-29 | Sep | 22:00 | 59 | 51.98 | 78 | 0 |  |  | 0
1987-09-29 | Sep | 23:00 | 57.02 | 51.08 | 81 | 0 |  |  | 0
1987-09-29 | Sep | 24:00 | 53.96 | 51.08 | 90 | 0 | 0 |  | 0
1987-09-30 | Sep | 1:00 | 53.06 | 51.08 | 93 | 0 |  |  | 0
1987-09-30 | Sep | 2:00 | 51.98 | 50 | 93 | 0 |  |  | 0
1987-09-30 | Sep | 3:00 | 51.98 | 51.08 | 96 | 0 |  |  | 0
1987-09-30 | Sep | 4:00 | 51.08 | 50 | 96 | 0 |  |  | 0
1987-09-30 | Sep | 5:00 | 51.08 | 48.92 | 93 | 0 |  |  | 0
1987-09-30 | Sep | 6:00 | 50 | 46.94 | 90 | 0 |  |  | 0
1987-09-30 | Sep | 7:00 | 53.06 | 48.02 | 83 | 0 |  |  | 0
1987-09-30 | Sep | 8:00 | 55.04 | 46.94 | 75 | 0 |  |  | 0
1987-09-30 | Sep | 9:00 | 55.04 | 44.96 | 69 | 0 |  |  | 0
1987-09-30 | Sep | 10:00 | 57.02 | 44.96 | 64 | 0 |  |  | 0
1987-09-30 | Sep | 11:00 | 62.06 | 44.06 | 52 | 0 |  |  | 0
1987-09-30 | Sep | 12:00 | 62.96 | 39.02 | 41 | 0 |  |  | 0
1987-09-30 | Sep | 13:00 | 66.02 | 37.04 | 34 | 0 |  |  | 0
1987-09-30 | Sep | 14:00 | 64.94 | 35.06 | 33 | 0 |  |  | 0
1987-09-30 | Sep | 15:00 | 64.94 | 30.92 | 28 | 0 |  |  | 0
1987-09-30 | Sep | 16:00 | 60.98 | 33.98 | 37 | 0 |  |  | 0
1987-09-30 | Sep | 17:00 | 60.98 | 32 | 34 | 0 |  |  | 0
1987-09-30 | Sep | 18:00 | 57.02 | 33.08 | 40 | 0 |  |  | 0
1987-09-30 | Sep | 19:00 | 53.06 | 35.06 | 51 | 0 |  |  | 0
1987-09-30 | Sep | 20:00 | 48.92 | 37.04 | 64 | 0 |  |  | 0
1987-09-30 | Sep | 21:00 | 46.94 | 37.94 | 71 | 0 |  |  | 0
1987-09-30 | Sep | 22:00 | 48.2 | 39.74 | 77 | 0 |  |  | 0
1987-09-30 | Sep | 23:00 | 49.46 | 41.36 | 80 | 0 |  |  | 0
1987-09-30 | Sep | 24:00 | 50.72 | 43.16 | 80 | 0 | 0 |  | 0
1978-10-01 | Oct | 1:00 | 52.16 | 44.78 | 80 | 0 |  |  | 0
1978-10-01 | Oct | 2:00 | 53.42 | 46.58 | 83 | 0 |  |  | 0
1978-10-01 | Oct | 3:00 | 54.68 | 48.2 | 80 | 0 |  |  | 0
1978-10-01 | Oct | 4:00 | 55.94 | 50 | 80 | 0 |  |  | 0
1978-10-01 | Oct | 5:00 | 51.98 | 48.02 | 86 | 0 |  |  | 0
1978-10-01 | Oct | 6:00 | 50 | 46.94 | 89 | 0 |  |  | 0
1978-10-01 | Oct | 7:00 | 53.06 | 50 | 90 | 0 |  |  | 0
1978-10-01 | Oct | 8:00 | 57.92 | 50 | 75 | 0 |  |  | 0
1978-10-01 | Oct | 9:00 | 60.98 | 48.92 | 65 | 0 |  |  | 0
1978-10-01 | Oct | 10:00 | 62.06 | 46.94 | 58 | 0 |  |  | 0
1978-10-01 | Oct | 11:00 | 64.94 | 48.02 | 54 | 0 |  |  | 0
1978-10-01 | Oct | 12:00 | 66.92 | 46.04 | 47 | 0 |  |  | 0
1978-10-01 | Oct | 13:00 | 66.92 | 46.94 | 49 | 0 |  |  | 0
1978-10-01 | Oct | 14:00 | 66.92 | 46.04 | 47 | 0 |  |  | 0
1978-10-01 | Oct | 15:00 | 66.92 | 46.94 | 49 | 0 |  |  | 0
1978-10-01 | Oct | 16:00 | 64.04 | 46.94 | 54 | 0 |  |  | 0
1978-10-01 | Oct | 17:00 | 62.06 | 46.04 | 56 | 0 |  |  | 0
1978-10-01 | Oct | 18:00 | 59 | 46.04 | 62 | 0 |  |  | 0
1978-10-01 | Oct | 19:00 | 57.02 | 48.02 | 72 | 0 |  |  | 0
1978-10-01 | Oct | 20:00 | 53.96 | 48.02 | 80 | 0 |  |  | 0
1978-10-01 | Oct | 21:00 | 53.96 | 48.02 | 80 | 0 |  |  | 0
1978-10-01 | Oct | 22:00 | 51.98 | 48.02 | 86 | 0 |  |  | 0
1978-10-01 | Oct | 23:00 | 51.98 | 48.02 | 86 | 0 |  |  | 0
1978-10-01 | Oct | 24:00 | 50 | 48.02 | 93 | 0 | 0 |  | 0
1978-10-02 | Oct | 1:00 | 51.08 | 46.94 | 86 | 0 |  |  | 0
1978-10-02 | Oct | 2:00 | 48.92 | 46.04 | 89 | 0 |  |  | 0
1978-10-02 | Oct | 3:00 | 48.02 | 44.96 | 89 | 0 |  |  | 0
1978-10-02 | Oct | 4:00 | 48.02 | 44.96 | 89 | 0 |  |  | 0
1978-10-02 | Oct | 5:00 | 48.02 | 44.96 | 89 | 0 |  |  | 0
1978-10-02 | Oct | 6:00 | 48.92 | 46.04 | 89 | 0 |  |  | 0
1978-10-02 | Oct | 7:00 | 51.98 | 48.02 | 86 | 0 |  |  | 0
1978-10-02 | Oct | 8:00 | 57.92 | 51.98 | 81 | 0 |  |  | 0
1978-10-02 | Oct | 9:00 | 62.96 | 53.06 | 70 | 0 |  |  | 0
1978-10-02 | Oct | 10:00 | 66.92 | 53.06 | 61 | 0 |  |  | 0
1978-10-02 | Oct | 11:00 | 69.08 | 53.06 | 57 | 0 |  |  | 0
1978-10-02 | Oct | 12:00 | 71.96 | 53.06 | 51 | 0 |  |  | 0
1978-10-02 | Oct | 13:00 | 73.04 | 51.98 | 48 | 0 |  |  | 0
1978-10-02 | Oct | 14:00 | 71.96 | 51.08 | 48 | 0 |  |  | 0
1978-10-02 | Oct | 15:00 | 71.06 | 50 | 48 | 0 |  |  | 0
1978-10-02 | Oct | 16:00 | 69.08 | 48.92 | 49 | 0 |  |  | 0
1978-10-02 | Oct | 17:00 | 68 | 50 | 53 | 0 |  |  | 0
1978-10-02 | Oct | 18:00 | 62.06 | 55.04 | 78 | 0 |  |  | 0
1978-10-02 | Oct | 19:00 | 60.98 | 57.02 | 87 | 0 |  |  | 0
1978-10-02 | Oct | 20:00 | 60.98 | 57.02 | 87 | 0 |  |  | 0
1978-10-02 | Oct | 21:00 | 60.98 | 55.94 | 84 | 0 |  |  | 0
1978-10-02 | Oct | 22:00 | 60.08 | 55.94 | 87 | 0 |  |  | 0
1978-10-02 | Oct | 23:00 | 59 | 55.94 | 90 | 0 |  |  | 0
1978-10-02 | Oct | 24:00 | 59 | 55.94 | 90 | 0 | 0 |  | 0
1978-10-03 | Oct | 1:00 | 59 | 57.02 | 93 | 0 |  |  | 0
1978-10-03 | Oct | 2:00 | 59 | 57.02 | 93 | 0 |  |  | 0
1978-10-03 | Oct | 3:00 | 59 | 57.02 | 93 | 0 |  |  | 0
1978-10-03 | Oct | 4:00 | 59 | 57.02 | 93 | 0 |  |  | 0
1978-10-03 | Oct | 5:00 | 59 | 57.02 | 93 | 0 |  |  | 0
1978-10-03 | Oct | 6:00 | 59 | 57.02 | 93 | 0 |  |  | 0
1978-10-03 | Oct | 7:00 | 60.08 | 57.02 | 90 | 0 |  |  | 0
1978-10-03 | Oct | 8:00 | 60.08 | 57.02 | 90 | 0 |  |  | 0
1978-10-03 | Oct | 9:00 | 60.08 | 55.94 | 87 | 0 |  |  | 0
1978-10-03 | Oct | 10:00 | 59 | 55.04 | 87 | 0 |  |  | 0
1978-10-03 | Oct | 11:00 | 60.08 | 55.04 | 84 | 0 |  |  | 0
1978-10-03 | Oct | 12:00 | 62.96 | 55.04 | 75 | 0 |  |  | 0
1978-10-03 | Oct | 13:00 | 64.94 | 50 | 59 | 0 |  |  | 0
1978-10-03 | Oct | 14:00 | 66.92 | 46.04 | 47 | 0 |  |  | 0
1978-10-03 | Oct | 15:00 | 64.94 | 44.06 | 47 | 0 |  |  | 0
1978-10-03 | Oct | 16:00 | 62.96 | 42.08 | 46 | 0 |  |  | 0
1978-10-03 | Oct | 17:00 | 60.98 | 42.08 | 50 | 0 |  |  | 0
1978-10-03 | Oct | 18:00 | 57.92 | 42.08 | 55 | 0 |  |  | 0
1978-10-03 | Oct | 19:00 | 55.94 | 42.98 | 62 | 0 |  |  | 0
1978-10-03 | Oct | 20:00 | 53.96 | 44.06 | 69 | 0 |  |  | 0
1978-10-03 | Oct | 21:00 | 51.08 | 44.06 | 77 | 0 |  |  | 0
1978-10-03 | Oct | 22:00 | 50 | 44.06 | 80 | 0 |  |  | 0
1978-10-03 | Oct | 23:00 | 50 | 44.96 | 83 | 0 |  |  | 0
1978-10-03 | Oct | 24:00 | 48.02 | 44.96 | 89 | 0 | 0 |  | 0
1978-10-04 | Oct | 1:00 | 48.92 | 44.96 | 86 | 0 |  |  | 0
1978-10-04 | Oct | 2:00 | 48.92 | 46.94 | 93 | 0 |  |  | 0
1978-10-04 | Oct | 3:00 | 48.92 | 46.04 | 89 | 0 |  |  | 0
1978-10-04 | Oct | 4:00 | 50 | 46.94 | 89 | 0 |  |  | 0
1978-10-04 | Oct | 5:00 | 48.02 | 46.04 | 93 | 0 |  |  | 0
1978-10-04 | Oct | 6:00 | 48.02 | 46.04 | 93 | 0 |  |  | 0
1978-10-04 | Oct | 7:00 | 50 | 46.94 | 89 | 0 |  |  | 0
1978-10-04 | Oct | 8:00 | 51.08 | 46.94 | 86 | 0 |  |  | 0
1978-10-04 | Oct | 9:00 | 55.04 | 46.94 | 75 | 0 |  |  | 0
1978-10-04 | Oct | 10:00 | 55.94 | 44.06 | 64 | 0 |  |  | 0
1978-10-04 | Oct | 11:00 | 57.92 | 44.06 | 60 | 0 |  |  | 0
1978-10-04 | Oct | 12:00 | 57.02 | 44.06 | 62 | 0 |  |  | 0
1978-10-04 | Oct | 13:00 | 59 | 44.96 | 60 | 0 |  |  | 0
1978-10-04 | Oct | 14:00 | 60.08 | 44.96 | 58 | 0 |  |  | 0
1978-10-04 | Oct | 15:00 | 62.06 | 46.04 | 56 | 0 |  |  | 0
1978-10-04 | Oct | 16:00 | 62.06 | 44.96 | 54 | 0 |  |  | 0
1978-10-04 | Oct | 17:00 | 59 | 46.04 | 62 | 0 |  |  | 0
1978-10-04 | Oct | 18:00 | 57.02 | 44.96 | 64 | 0 |  |  | 0
1978-10-04 | Oct | 19:00 | 57.02 | 46.04 | 67 | 0 |  |  | 0
1978-10-04 | Oct | 20:00 | 55.94 | 46.94 | 72 | 0 |  |  | 0
1978-10-04 | Oct | 21:00 | 55.04 | 46.04 | 72 | 0 |  |  | 0
1978-10-04 | Oct | 22:00 | 55.94 | 46.04 | 69 | 0 |  |  | 0
1978-10-04 | Oct | 23:00 | 55.94 | 46.04 | 69 | 0 |  |  | 0
1978-10-04 | Oct | 24:00 | 53.96 | 48.92 | 83 | 0 | 0 |  | 0
1978-10-05 | Oct | 1:00 | 55.94 | 51.08 | 83 | 0 |  |  | 0
1978-10-05 | Oct | 2:00 | 55.04 | 50 | 83 | 0 |  |  | 0
1978-10-05 | Oct | 3:00 | 55.04 | 50 | 83 | 0 |  |  | 0
1978-10-05 | Oct | 4:00 | 57.02 | 50 | 78 | 0 |  |  | 0
1978-10-05 | Oct | 5:00 | 59 | 51.98 | 78 | 0 |  |  | 0
1978-10-05 | Oct | 6:00 | 57.92 | 51.98 | 81 | 0 |  |  | 0
1978-10-05 | Oct | 7:00 | 57.92 | 51.98 | 81 | 0 |  |  | 0
1978-10-05 | Oct | 8:00 | 59 | 50 | 72 | 0 |  |  | 0
1978-10-05 | Oct | 9:00 | 60.08 | 46.94 | 62 | 0 |  |  | 0
1978-10-05 | Oct | 10:00 | 60.08 | 44.06 | 56 | 0 |  |  | 0
1978-10-05 | Oct | 11:00 | 59 | 44.06 | 58 | 0 |  |  | 0
1978-10-05 | Oct | 12:00 | 59 | 44.06 | 58 | 0 |  |  | 0
1978-10-05 | Oct | 13:00 | 55.04 | 44.06 | 67 | 0 |  |  | 0
1978-10-05 | Oct | 14:00 | 53.96 | 44.06 | 69 | 0 |  |  | 0
1978-10-05 | Oct | 15:00 | 53.96 | 46.04 | 75 | 0 |  |  | 0
1978-10-05 | Oct | 16:00 | 53.06 | 48.92 | 86 | 0 |  |  | 0
1978-10-05 | Oct | 17:00 | 53.06 | 48.02 | 83 | 0 |  |  | 0
1978-10-05 | Oct | 18:00 | 51.98 | 46.94 | 83 | 0 |  |  | 0
1978-10-05 | Oct | 19:00 | 51.98 | 46.04 | 80 | 0 |  |  | 0
1978-10-05 | Oct | 20:00 | 51.98 | 46.04 | 80 | 0 |  |  | 0
1978-10-05 | Oct | 21:00 | 51.08 | 46.04 | 83 | 0 |  |  | 0
1978-10-05 | Oct | 22:00 | 51.08 | 46.04 | 83 | 0 |  |  | 0
1978-10-05 | Oct | 23:00 | 51.98 | 46.04 | 80 | 0 |  |  | 0
1978-10-05 | Oct | 24:00 | 51.98 | 44.96 | 77 | 0 | 0 |  | 0
1978-10-06 | Oct | 1:00 | 51.98 | 44.96 | 77 | 0 |  |  | 0
1978-10-06 | Oct | 2:00 | 51.98 | 44.96 | 77 | 0 |  |  | 0
1978-10-06 | Oct | 3:00 | 51.08 | 44.06 | 77 | 0 |  |  | 0
1978-10-06 | Oct | 4:00 | 51.08 | 44.06 | 77 | 0 |  |  | 0
1978-10-06 | Oct | 5:00 | 51.08 | 44.06 | 77 | 0 |  |  | 0
1978-10-06 | Oct | 6:00 | 50 | 44.06 | 80 | 0 |  |  | 0
1978-10-06 | Oct | 7:00 | 50 | 44.96 | 83 | 0 |  |  | 0
1978-10-06 | Oct | 8:00 | 51.98 | 44.96 | 77 | 0 |  |  | 0
1978-10-06 | Oct | 9:00 | 55.04 | 44.06 | 67 | 0 |  |  | 0
1978-10-06 | Oct | 10:00 | 55.94 | 42.98 | 62 | 0 |  |  | 0
1978-10-06 | Oct | 11:00 | 55.04 | 39.92 | 57 | 0 |  |  | 0
1978-10-06 | Oct | 12:00 | 53.96 | 39.02 | 57 | 0 |  |  | 0
1978-10-06 | Oct | 13:00 | 51.98 | 39.92 | 64 | 0 |  |  | 0
1978-10-06 | Oct | 14:00 | 53.06 | 37.94 | 57 | 0 |  |  | 0
1978-10-06 | Oct | 15:00 | 51.08 | 37.94 | 61 | 0 |  |  | 0
1978-10-06 | Oct | 16:00 | 51.08 | 37.04 | 59 | 0 |  |  | 0
1978-10-06 | Oct | 17:00 | 51.08 | 37.04 | 59 | 0 |  |  | 0
1978-10-06 | Oct | 18:00 | 50 | 37.94 | 64 | 0 |  |  | 0
1978-10-06 | Oct | 19:00 | 50 | 37.04 | 61 | 0 |  |  | 0
1978-10-06 | Oct | 20:00 | 50 | 37.04 | 61 | 0 |  |  | 0
1978-10-06 | Oct | 21:00 | 48.92 | 33.98 | 56 | 0 |  |  | 0
1978-10-06 | Oct | 22:00 | 48.02 | 35.06 | 61 | 0 |  |  | 0
1978-10-06 | Oct | 23:00 | 44.96 | 35.06 | 68 | 0 |  |  | 0
1978-10-06 | Oct | 24:00 | 42.98 | 35.06 | 73 | 0 | 0 |  | 0
1978-10-07 | Oct | 1:00 | 42.08 | 35.96 | 79 | 0 |  |  | 0
1978-10-07 | Oct | 2:00 | 41 | 35.96 | 82 | 0 |  |  | 0
1978-10-07 | Oct | 3:00 | 44.06 | 37.04 | 76 | 0 |  |  | 0
1978-10-07 | Oct | 4:00 | 42.98 | 37.04 | 79 | 0 |  |  | 0
1978-10-07 | Oct | 5:00 | 42.08 | 37.04 | 83 | 0 |  |  | 0
1978-10-07 | Oct | 6:00 | 39.92 | 35.96 | 86 | 0 |  |  | 0
1978-10-07 | Oct | 7:00 | 42.98 | 37.94 | 83 | 0 |  |  | 0
1978-10-07 | Oct | 8:00 | 46.94 | 39.92 | 77 | 0 |  |  | 0
1978-10-07 | Oct | 9:00 | 48.92 | 39.02 | 69 | 0 |  |  | 0
1978-10-07 | Oct | 10:00 | 51.98 | 39.02 | 61 | 0 |  |  | 0
1978-10-07 | Oct | 11:00 | 53.96 | 35.96 | 51 | 0 |  |  | 0
1978-10-07 | Oct | 12:00 | 51.98 | 35.06 | 53 | 0 |  |  | 0
1978-10-07 | Oct | 13:00 | 51.98 | 35.06 | 53 | 0 |  |  | 0
1978-10-07 | Oct | 14:00 | 50 | 33.98 | 54 | 0 |  |  | 0
1978-10-07 | Oct | 15:00 | 50 | 33.08 | 52 | 0 |  |  | 0
1978-10-07 | Oct | 16:00 | 50 | 33.98 | 54 | 0 |  |  | 0
1978-10-07 | Oct | 17:00 | 48.02 | 33.08 | 56 | 0 |  |  | 0
1978-10-07 | Oct | 18:00 | 46.94 | 33.98 | 61 | 0 |  |  | 0
1978-10-07 | Oct | 19:00 | 46.04 | 35.96 | 68 | 0 |  |  | 0
1978-10-07 | Oct | 20:00 | 44.96 | 33.08 | 63 | 0 |  |  | 0
1978-10-07 | Oct | 21:00 | 42.08 | 33.08 | 71 | 0 |  |  | 0
1978-10-07 | Oct | 22:00 | 37.04 | 30.02 | 76 | 0 |  |  | 0
1978-10-07 | Oct | 23:00 | 37.04 | 33.08 | 85 | 0 |  |  | 0
1978-10-07 | Oct | 24:00 | 35.96 | 32 | 85 | 0 | 0 |  | 0
1978-10-08 | Oct | 1:00 | 35.06 | 30.92 | 85 | 0 |  |  | 0
1978-10-08 | Oct | 2:00 | 33.98 | 30.02 | 85 | 0 |  |  | 0
1978-10-08 | Oct | 3:00 | 33.98 | 30.92 | 89 | 0 |  |  | 0
1978-10-08 | Oct | 4:00 | 33.98 | 28.94 | 82 | 0 |  |  | 0
1978-10-08 | Oct | 5:00 | 33.08 | 28.94 | 85 | 0 |  |  | 0
1978-10-08 | Oct | 6:00 | 32 | 28.04 | 85 | 0 |  |  | 0
1978-10-08 | Oct | 7:00 | 35.06 | 32 | 89 | 0 |  |  | 0
1978-10-08 | Oct | 8:00 | 44.06 | 35.06 | 71 | 0 |  |  | 0
1978-10-08 | Oct | 9:00 | 48.92 | 35.06 | 59 | 0 |  |  | 0
1978-10-08 | Oct | 10:00 | 51.08 | 32 | 48 | 0 |  |  | 0
1978-10-08 | Oct | 11:00 | 53.96 | 33.08 | 45 | 0 |  |  | 0
1978-10-08 | Oct | 12:00 | 55.04 | 33.08 | 43 | 0 |  |  | 0
1978-10-08 | Oct | 13:00 | 55.04 | 33.98 | 45 | 0 |  |  | 0
1978-10-08 | Oct | 14:00 | 57.92 | 33.08 | 39 | 0 |  |  | 0
1978-10-08 | Oct | 15:00 | 57.02 | 33.08 | 40 | 0 |  |  | 0
1978-10-08 | Oct | 16:00 | 55.94 | 33.98 | 44 | 0 |  |  | 0
1978-10-08 | Oct | 17:00 | 53.96 | 33.98 | 47 | 0 |  |  | 0
1978-10-08 | Oct | 18:00 | 48.92 | 33.08 | 54 | 0 |  |  | 0
1978-10-08 | Oct | 19:00 | 46.94 | 33.98 | 61 | 0 |  |  | 0
1978-10-08 | Oct | 20:00 | 44.06 | 33.98 | 68 | 0 |  |  | 0
1978-10-08 | Oct | 21:00 | 44.06 | 33.98 | 68 | 0 |  |  | 0
1978-10-08 | Oct | 22:00 | 41 | 33.98 | 76 | 0 |  |  | 0
1978-10-08 | Oct | 23:00 | 41 | 33.98 | 76 | 0 |  |  | 0
1978-10-08 | Oct | 24:00 | 41 | 33.98 | 76 | 0 | 0 |  | 0
1978-10-09 | Oct | 1:00 | 42.98 | 35.96 | 76 | 0 |  |  | 0
1978-10-09 | Oct | 2:00 | 44.96 | 35.96 | 71 | 0 |  |  | 0
1978-10-09 | Oct | 3:00 | 46.94 | 37.04 | 68 | 0 |  |  | 0
1978-10-09 | Oct | 4:00 | 48.02 | 37.94 | 68 | 0 |  |  | 0
1978-10-09 | Oct | 5:00 | 48.92 | 39.02 | 69 | 0 |  |  | 0
1978-10-09 | Oct | 6:00 | 50 | 37.94 | 64 | 0 |  |  | 0
1978-10-09 | Oct | 7:00 | 50 | 37.94 | 64 | 0 |  |  | 0
1978-10-09 | Oct | 8:00 | 53.06 | 39.92 | 62 | 0 |  |  | 0
1978-10-09 | Oct | 9:00 | 57.02 | 42.08 | 57 | 0 |  |  | 0
1978-10-09 | Oct | 10:00 | 60.08 | 44.96 | 58 | 0 |  |  | 0
1978-10-09 | Oct | 11:00 | 64.04 | 46.94 | 54 | 0 |  |  | 0
1978-10-09 | Oct | 12:00 | 69.08 | 48.92 | 49 | 0 |  |  | 0
1978-10-09 | Oct | 13:00 | 69.98 | 50 | 49 | 0 |  |  | 0
1978-10-09 | Oct | 14:00 | 71.96 | 50 | 46 | 0 |  |  | 0
1978-10-09 | Oct | 15:00 | 73.04 | 50 | 44 | 0 |  |  | 0
1978-10-09 | Oct | 16:00 | 73.04 | 50 | 44 | 0 |  |  | 0
1978-10-09 | Oct | 17:00 | 69.98 | 48.92 | 47 | 0 |  |  | 0
1978-10-09 | Oct | 18:00 | 66.02 | 48.02 | 52 | 0 |  |  | 0
1978-10-09 | Oct | 19:00 | 64.04 | 48.02 | 56 | 0 |  |  | 0
1978-10-09 | Oct | 20:00 | 62.96 | 46.94 | 56 | 0 |  |  | 0
1978-10-09 | Oct | 21:00 | 62.06 | 46.94 | 58 | 0 |  |  | 0
1978-10-09 | Oct | 22:00 | 60.98 | 46.94 | 60 | 0 |  |  | 0
1978-10-09 | Oct | 23:00 | 57.92 | 46.94 | 67 | 0 |  |  | 0
1978-10-09 | Oct | 24:00 | 57.02 | 46.04 | 67 | 0 | 0 |  | 0
1978-10-10 | Oct | 1:00 | 55.94 | 46.04 | 69 | 0 |  |  | 0
1978-10-10 | Oct | 2:00 | 57.02 | 46.94 | 69 | 0 |  |  | 0
1978-10-10 | Oct | 3:00 | 59 | 48.02 | 67 | 0 |  |  | 0
1978-10-10 | Oct | 4:00 | 57.92 | 50 | 75 | 0 |  |  | 0
1978-10-10 | Oct | 5:00 | 57.92 | 50 | 75 | 0 |  |  | 0
1978-10-10 | Oct | 6:00 | 55.04 | 48.02 | 77 | 0 |  |  | 0
1978-10-10 | Oct | 7:00 | 55.94 | 46.94 | 72 | 0 |  |  | 0
1978-10-10 | Oct | 8:00 | 57.92 | 46.94 | 67 | 0 |  |  | 0
1978-10-10 | Oct | 9:00 | 60.98 | 48.92 | 65 | 0 |  |  | 0
1978-10-10 | Oct | 10:00 | 62.06 | 50 | 65 | 0 |  |  | 0
1978-10-10 | Oct | 11:00 | 60.98 | 51.08 | 70 | 0 |  |  | 0
1978-10-10 | Oct | 12:00 | 60.98 | 51.08 | 70 | 0 |  |  | 0
1978-10-10 | Oct | 13:00 | 60.08 | 51.08 | 72 | 0 |  |  | 0
1978-10-10 | Oct | 14:00 | 60.08 | 51.98 | 75 | 0 |  |  | 0
1978-10-10 | Oct | 15:00 | 60.98 | 50 | 67 | 0 |  |  | 0
1978-10-10 | Oct | 16:00 | 60.08 | 48.92 | 67 | 0 |  |  | 0
1978-10-10 | Oct | 17:00 | 60.08 | 48.92 | 67 | 0 |  |  | 0
1978-10-10 | Oct | 18:00 | 60.08 | 46.04 | 60 | 0 |  |  | 0
1978-10-10 | Oct | 19:00 | 60.98 | 44.96 | 56 | 0 |  |  | 0
1978-10-10 | Oct | 20:00 | 60.98 | 44.96 | 56 | 0 |  |  | 0
1978-10-10 | Oct | 21:00 | 60.08 | 46.04 | 60 | 0 |  |  | 0
1978-10-10 | Oct | 22:00 | 57.92 | 46.94 | 67 | 0 |  |  | 0
1978-10-10 | Oct | 23:00 | 57.92 | 46.94 | 67 | 0 |  |  | 0
1978-10-10 | Oct | 24:00 | 57.92 | 46.94 | 67 | 0 | 0 |  | 0
1978-10-11 | Oct | 1:00 | 57.02 | 46.94 | 69 | 0 |  |  | 0
1978-10-11 | Oct | 2:00 | 53.96 | 50 | 86 | 0 |  |  | 0
1978-10-11 | Oct | 3:00 | 53.96 | 51.08 | 90 | 0 |  |  | 0
1978-10-11 | Oct | 4:00 | 51.98 | 48.92 | 90 | 0 |  |  | 0
1978-10-11 | Oct | 5:00 | 55.04 | 50 | 83 | 0 |  |  | 0
1978-10-11 | Oct | 6:00 | 55.94 | 50 | 80 | 0 |  |  | 0
1978-10-11 | Oct | 7:00 | 55.94 | 50 | 80 | 0 |  |  | 0
1978-10-11 | Oct | 8:00 | 57.02 | 51.08 | 80 | 0 |  |  | 0
1978-10-11 | Oct | 9:00 | 60.08 | 51.98 | 75 | 0 |  |  | 0
1978-10-11 | Oct | 10:00 | 62.06 | 51.98 | 70 | 0 |  |  | 0
1978-10-11 | Oct | 11:00 | 60.08 | 51.08 | 72 | 0 |  |  | 0
1978-10-11 | Oct | 12:00 | 60.08 | 51.98 | 75 | 0 |  |  | 0
1978-10-11 | Oct | 13:00 | 60.98 | 53.06 | 75 | 0 |  |  | 0
1978-10-11 | Oct | 14:00 | 62.06 | 53.96 | 75 | 0 |  |  | 0
1978-10-11 | Oct | 15:00 | 62.06 | 53.06 | 73 | 0 |  |  | 0
1978-10-11 | Oct | 16:00 | 62.06 | 53.06 | 73 | 0 |  |  | 0
1978-10-11 | Oct | 17:00 | 60.98 | 51.08 | 70 | 0 |  |  | 0
1978-10-11 | Oct | 18:00 | 60.08 | 51.08 | 72 | 0 |  |  | 0
1978-10-11 | Oct | 19:00 | 59 | 51.98 | 78 | 0 |  |  | 0
1978-10-11 | Oct | 20:00 | 59 | 51.98 | 78 | 0 |  |  | 0
1978-10-11 | Oct | 21:00 | 59 | 51.98 | 78 | 0 |  |  | 0
1978-10-11 | Oct | 22:00 | 57.02 | 51.98 | 83 | 0 |  |  | 0
1978-10-11 | Oct | 23:00 | 57.02 | 51.98 | 83 | 0 |  |  | 0
1978-10-11 | Oct | 24:00 | 57.92 | 53.06 | 84 | 0 | 0 |  | 0
1978-10-12 | Oct | 1:00 | 57.92 | 53.06 | 84 | 0 |  |  | 0
1978-10-12 | Oct | 2:00 | 57.02 | 53.06 | 87 | 0 |  |  | 0
1978-10-12 | Oct | 3:00 | 55.94 | 51.08 | 83 | 0 |  |  | 0
1978-10-12 | Oct | 4:00 | 51.08 | 48.92 | 93 | 0 |  |  | 0
1978-10-12 | Oct | 5:00 | 48.92 | 46.94 | 93 | 0 |  |  | 0
1978-10-12 | Oct | 6:00 | 50 | 46.94 | 89 | 0 |  |  | 0
1978-10-12 | Oct | 7:00 | 51.08 | 46.94 | 86 | 0 |  |  | 0
1978-10-12 | Oct | 8:00 | 53.06 | 48.92 | 86 | 0 |  |  | 0
1978-10-12 | Oct | 9:00 | 57.92 | 46.04 | 65 | 0 |  |  | 0
1978-10-12 | Oct | 10:00 | 60.08 | 42.08 | 52 | 0 |  |  | 0
1978-10-12 | Oct | 11:00 | 62.06 | 39.92 | 45 | 0 |  |  | 0
1978-10-12 | Oct | 12:00 | 62.06 | 37.94 | 41 | 0 |  |  | 0
1978-10-12 | Oct | 13:00 | 59 | 39.92 | 50 | 0 |  |  | 0
1978-10-12 | Oct | 14:00 | 55.04 | 46.04 | 72 | 0 |  |  | 0
1978-10-12 | Oct | 15:00 | 55.04 | 46.04 | 72 | 0 |  |  | 0
1978-10-12 | Oct | 16:00 | 55.94 | 46.04 | 69 | 0 |  |  | 0
1978-10-12 | Oct | 17:00 | 53.06 | 46.04 | 77 | 0 |  |  | 0
1978-10-12 | Oct | 18:00 | 53.06 | 44.96 | 74 | 0 |  |  | 0
1978-10-12 | Oct | 19:00 | 51.98 | 44.96 | 77 | 0 |  |  | 0
1978-10-12 | Oct | 20:00 | 53.06 | 44.96 | 74 | 0 |  |  | 0
1978-10-12 | Oct | 21:00 | 51.98 | 46.04 | 80 | 0 |  |  | 0
1978-10-12 | Oct | 22:00 | 50 | 46.04 | 86 | 0 |  |  | 0
1978-10-12 | Oct | 23:00 | 46.94 | 42.98 | 86 | 0 |  |  | 0
1978-10-12 | Oct | 24:00 | 46.04 | 42.08 | 86 | 0 | 0 |  | 0
1978-10-13 | Oct | 1:00 | 46.04 | 42.08 | 86 | 0 |  |  | 0
1978-10-13 | Oct | 2:00 | 44.06 | 41 | 89 | 0 |  |  | 0
1978-10-13 | Oct | 3:00 | 42.98 | 39.92 | 89 | 0 |  |  | 0
1978-10-13 | Oct | 4:00 | 41 | 39.02 | 93 | 0 |  |  | 0
1978-10-13 | Oct | 5:00 | 39.92 | 37.04 | 89 | 0 |  |  | 0
1978-10-13 | Oct | 6:00 | 39.02 | 35.96 | 89 | 0 |  |  | 0
1978-10-13 | Oct | 7:00 | 42.08 | 37.94 | 86 | 0 |  |  | 0
1978-10-13 | Oct | 8:00 | 48.92 | 42.08 | 77 | 0 |  |  | 0
1978-10-13 | Oct | 9:00 | 53.06 | 41 | 64 | 0 |  |  | 0
1978-10-13 | Oct | 10:00 | 59 | 39.02 | 48 | 0 |  |  | 0
1978-10-13 | Oct | 11:00 | 60.08 | 33.08 | 36 | 0 |  |  | 0
1978-10-13 | Oct | 12:00 | 60.08 | 33.08 | 36 | 0 |  |  | 0
1978-10-13 | Oct | 13:00 | 62.06 | 32 | 32 | 0 |  |  | 0
1978-10-13 | Oct | 14:00 | 60.98 | 33.98 | 36 | 0 |  |  | 0
1978-10-13 | Oct | 15:00 | 59 | 33.98 | 39 | 0 |  |  | 0
1978-10-13 | Oct | 16:00 | 55.94 | 33.08 | 42 | 0 |  |  | 0
1978-10-13 | Oct | 17:00 | 53.96 | 33.98 | 47 | 0 |  |  | 0
1978-10-13 | Oct | 18:00 | 53.06 | 35.96 | 53 | 0 |  |  | 0
1978-10-13 | Oct | 19:00 | 48.92 | 35.96 | 61 | 0 |  |  | 0
1978-10-13 | Oct | 20:00 | 50 | 37.94 | 64 | 0 |  |  | 0
1978-10-13 | Oct | 21:00 | 48.02 | 37.94 | 68 | 0 |  |  | 0
1978-10-13 | Oct | 22:00 | 48.92 | 39.02 | 69 | 0 |  |  | 0
1978-10-13 | Oct | 23:00 | 46.94 | 37.04 | 68 | 0 |  |  | 0
1978-10-13 | Oct | 24:00 | 46.04 | 35.06 | 66 | 0 | 0 |  | 0
1978-10-14 | Oct | 1:00 | 46.04 | 33.08 | 61 | 0 |  |  | 0
1978-10-14 | Oct | 2:00 | 44.96 | 33.08 | 63 | 0 |  |  | 0
1978-10-14 | Oct | 3:00 | 39.92 | 32 | 73 | 0 |  |  | 0
1978-10-14 | Oct | 4:00 | 39.02 | 32 | 76 | 0 |  |  | 0
1978-10-14 | Oct | 5:00 | 37.94 | 33.08 | 82 | 0 |  |  | 0
1978-10-14 | Oct | 6:00 | 37.04 | 33.08 | 85 | 0 |  |  | 0
1978-10-14 | Oct | 7:00 | 37.04 | 33.98 | 89 | 0 |  |  | 0
1978-10-14 | Oct | 8:00 | 42.08 | 35.96 | 79 | 0 |  |  | 0
1978-10-14 | Oct | 9:00 | 46.04 | 35.96 | 68 | 0 |  |  | 0
1978-10-14 | Oct | 10:00 | 48.02 | 33.98 | 59 | 0 |  |  | 0
1978-10-14 | Oct | 11:00 | 48.02 | 28.94 | 48 | 0 |  |  | 0
1978-10-14 | Oct | 12:00 | 50 | 30.02 | 46 | 0 |  |  | 0
1978-10-14 | Oct | 13:00 | 50 | 30.02 | 46 | 0 |  |  | 0
1978-10-14 | Oct | 14:00 | 48.92 | 28.94 | 46 | 0 |  |  | 0
1978-10-14 | Oct | 15:00 | 50 | 28.94 | 44 | 0 |  |  | 0
1978-10-14 | Oct | 16:00 | 50 | 28.94 | 44 | 0 |  |  | 0
1978-10-14 | Oct | 17:00 | 48.02 | 28.04 | 46 | 0 |  |  | 0
1978-10-14 | Oct | 18:00 | 44.06 | 28.04 | 53 | 0 |  |  | 0
1978-10-14 | Oct | 19:00 | 41 | 26.96 | 58 | 0 |  |  | 0
1978-10-14 | Oct | 20:00 | 37.04 | 28.04 | 70 | 0 |  |  | 0
1978-10-14 | Oct | 21:00 | 35.06 | 26.96 | 73 | 0 |  |  | 0
1978-10-14 | Oct | 22:00 | 35.06 | 26.96 | 73 | 0 |  |  | 0
1978-10-14 | Oct | 23:00 | 33.98 | 26.96 | 76 | 0 |  |  | 0
1978-10-14 | Oct | 24:00 | 33.08 | 28.04 | 82 | 0 | 0 |  | 0
1978-10-15 | Oct | 1:00 | 33.08 | 28.04 | 82 | 0 |  |  | 0
1978-10-15 | Oct | 2:00 | 35.06 | 30.02 | 82 | 0 |  |  | 0
1978-10-15 | Oct | 3:00 | 37.04 | 30.02 | 76 | 0 |  |  | 0
1978-10-15 | Oct | 4:00 | 39.02 | 30.02 | 70 | 0 |  |  | 0
1978-10-15 | Oct | 5:00 | 39.02 | 32 | 76 | 0 |  |  | 0
1978-10-15 | Oct | 6:00 | 39.92 | 33.98 | 79 | 0 |  |  | 0
1978-10-15 | Oct | 7:00 | 39.92 | 35.06 | 82 | 0 |  |  | 0
1978-10-15 | Oct | 8:00 | 42.98 | 37.94 | 83 | 0 |  |  | 0
1978-10-15 | Oct | 9:00 | 44.96 | 37.04 | 74 | 0 |  |  | 0
1978-10-15 | Oct | 10:00 | 44.96 | 37.94 | 77 | 0 |  |  | 0
1978-10-15 | Oct | 11:00 | 44.06 | 39.92 | 86 | 0 |  |  | 0
1978-10-15 | Oct | 12:00 | 44.96 | 39.02 | 80 | 0 |  |  | 0
1978-10-15 | Oct | 13:00 | 48.02 | 39.92 | 74 | 0 |  |  | 0
1978-10-15 | Oct | 14:00 | 50 | 39.02 | 66 | 0 |  |  | 0
1978-10-15 | Oct | 15:00 | 51.08 | 39.92 | 66 | 0 |  |  | 0
1978-10-15 | Oct | 16:00 | 51.08 | 41 | 69 | 0 |  |  | 0
1978-10-15 | Oct | 17:00 | 48.92 | 41 | 74 | 0 |  |  | 0
1978-10-15 | Oct | 18:00 | 48.02 | 39.02 | 71 | 0 |  |  | 0
1978-10-15 | Oct | 19:00 | 46.04 | 39.02 | 77 | 0 |  |  | 0
1978-10-15 | Oct | 20:00 | 46.04 | 39.92 | 80 | 0 |  |  | 0
1978-10-15 | Oct | 21:00 | 44.96 | 37.94 | 77 | 0 |  |  | 0
1978-10-15 | Oct | 22:00 | 42.98 | 37.04 | 79 | 0 |  |  | 0
1978-10-15 | Oct | 23:00 | 44.06 | 37.94 | 80 | 0 |  |  | 0
1978-10-15 | Oct | 24:00 | 44.96 | 37.94 | 77 | 0 | 0 |  | 0
1978-10-16 | Oct | 1:00 | 44.96 | 39.02 | 80 | 0 |  |  | 0
1978-10-16 | Oct | 2:00 | 44.06 | 39.02 | 83 | 0 |  |  | 0
1978-10-16 | Oct | 3:00 | 42.98 | 39.02 | 86 | 0 |  |  | 0
1978-10-16 | Oct | 4:00 | 42.98 | 39.92 | 89 | 0 |  |  | 0
1978-10-16 | Oct | 5:00 | 44.06 | 39.92 | 86 | 0 |  |  | 0
1978-10-16 | Oct | 6:00 | 42.98 | 39.92 | 89 | 0 |  |  | 0
1978-10-16 | Oct | 7:00 | 44.06 | 39.92 | 86 | 0 |  |  | 0
1978-10-16 | Oct | 8:00 | 44.06 | 41 | 89 | 0 |  |  | 0
1978-10-16 | Oct | 9:00 | 44.96 | 39.92 | 83 | 0 |  |  | 0
1978-10-16 | Oct | 10:00 | 48.02 | 44.06 | 86 | 0 |  |  | 0
1978-10-16 | Oct | 11:00 | 51.98 | 42.08 | 69 | 0 |  |  | 0
1978-10-16 | Oct | 12:00 | 53.96 | 39.92 | 59 | 0 |  |  | 0
1978-10-16 | Oct | 13:00 | 53.06 | 37.94 | 57 | 0 |  |  | 0
1978-10-16 | Oct | 14:00 | 53.06 | 35.96 | 53 | 0 |  |  | 0
1978-10-16 | Oct | 15:00 | 50 | 35.96 | 59 | 0 |  |  | 0
1978-10-16 | Oct | 16:00 | 50 | 35.06 | 57 | 0 |  |  | 0
1978-10-16 | Oct | 17:00 | 48.92 | 35.06 | 59 | 0 |  |  | 0
1978-10-16 | Oct | 18:00 | 42.98 | 35.06 | 73 | 0 |  |  | 0
1978-10-16 | Oct | 19:00 | 42.98 | 33.98 | 71 | 0 |  |  | 0
1978-10-16 | Oct | 20:00 | 39.92 | 33.08 | 76 | 0 |  |  | 0
1978-10-16 | Oct | 21:00 | 37.04 | 33.08 | 85 | 0 |  |  | 0
1978-10-16 | Oct | 22:00 | 35.96 | 32 | 85 | 0 |  |  | 0
1978-10-16 | Oct | 23:00 | 37.04 | 33.98 | 89 | 0 |  |  | 0
1978-10-16 | Oct | 24:00 | 35.06 | 32 | 89 | 0 | 0 |  | 0
1978-10-17 | Oct | 1:00 | 37.94 | 33.08 | 82 | 0 |  |  | 0
1978-10-17 | Oct | 2:00 | 33.98 | 30.92 | 89 | 0 |  |  | 0
1978-10-17 | Oct | 3:00 | 32 | 28.94 | 89 | 0 |  |  | 0
1978-10-17 | Oct | 4:00 | 33.98 | 30.92 | 89 | 0 |  |  | 0
1978-10-17 | Oct | 5:00 | 33.98 | 30.02 | 85 | 0 |  |  | 0
1978-10-17 | Oct | 6:00 | 35.06 | 30.02 | 82 | 0 |  |  | 0
1978-10-17 | Oct | 7:00 | 35.96 | 30.92 | 82 | 0 |  |  | 0
1978-10-17 | Oct | 8:00 | 42.98 | 35.96 | 76 | 0 |  |  | 0
1978-10-17 | Oct | 9:00 | 48.02 | 37.04 | 66 | 0 |  |  | 0
1978-10-17 | Oct | 10:00 | 51.98 | 35.96 | 55 | 0 |  |  | 0
1978-10-17 | Oct | 11:00 | 55.04 | 35.96 | 49 | 0 |  |  | 0
1978-10-17 | Oct | 12:00 | 55.04 | 35.06 | 47 | 0 |  |  | 0
1978-10-17 | Oct | 13:00 | 55.94 | 35.96 | 47 | 0 |  |  | 0
1978-10-17 | Oct | 14:00 | 57.02 | 35.96 | 46 | 0 |  |  | 0
1978-10-17 | Oct | 15:00 | 55.04 | 35.06 | 47 | 0 |  |  | 0
1978-10-17 | Oct | 16:00 | 57.02 | 35.06 | 44 | 0 |  |  | 0
1978-10-17 | Oct | 17:00 | 55.04 | 35.06 | 47 | 0 |  |  | 0
1978-10-17 | Oct | 18:00 | 53.96 | 35.96 | 51 | 0 |  |  | 0
1978-10-17 | Oct | 19:00 | 55.04 | 35.96 | 49 | 0 |  |  | 0
1978-10-17 | Oct | 20:00 | 53.96 | 35.96 | 51 | 0 |  |  | 0
1978-10-17 | Oct | 21:00 | 53.96 | 35.96 | 51 | 0 |  |  | 0
1978-10-17 | Oct | 22:00 | 53.06 | 35.96 | 53 | 0 |  |  | 0
1978-10-17 | Oct | 23:00 | 50 | 35.96 | 59 | 0 |  |  | 0
1978-10-17 | Oct | 24:00 | 48.02 | 35.96 | 63 | 0 | 0 |  | 0
1978-10-18 | Oct | 1:00 | 46.94 | 35.96 | 66 | 0 |  |  | 0
1978-10-18 | Oct | 2:00 | 48.02 | 35.96 | 63 | 0 |  |  | 0
1978-10-18 | Oct | 3:00 | 46.04 | 37.04 | 71 | 0 |  |  | 0
1978-10-18 | Oct | 4:00 | 44.96 | 37.04 | 74 | 0 |  |  | 0
1978-10-18 | Oct | 5:00 | 44.06 | 37.04 | 76 | 0 |  |  | 0
1978-10-18 | Oct | 6:00 | 46.04 | 37.04 | 71 | 0 |  |  | 0
1978-10-18 | Oct | 7:00 | 46.94 | 37.94 | 71 | 0 |  |  | 0
1978-10-18 | Oct | 8:00 | 48.92 | 39.02 | 69 | 0 |  |  | 0
1978-10-18 | Oct | 9:00 | 51.98 | 39.02 | 61 | 0 |  |  | 0
1978-10-18 | Oct | 10:00 | 55.04 | 39.92 | 57 | 0 |  |  | 0
1978-10-18 | Oct | 11:00 | 59 | 42.08 | 54 | 0 |  |  | 0
1978-10-18 | Oct | 12:00 | 57.92 | 42.08 | 55 | 0 |  |  | 0
1978-10-18 | Oct | 13:00 | 55.94 | 42.98 | 62 | 0 |  |  | 0
1978-10-18 | Oct | 14:00 | 55.94 | 44.96 | 67 | 0 |  |  | 0
1978-10-18 | Oct | 15:00 | 59 | 44.96 | 60 | 0 |  |  | 0
1978-10-18 | Oct | 16:00 | 57.02 | 44.96 | 64 | 0 |  |  | 0
1978-10-18 | Oct | 17:00 | 53.96 | 46.04 | 75 | 0 |  |  | 0
1978-10-18 | Oct | 18:00 | 48.02 | 44.06 | 86 | 0 |  |  | 0
1978-10-18 | Oct | 19:00 | 48.02 | 44.06 | 86 | 0 |  |  | 0
1978-10-18 | Oct | 20:00 | 46.04 | 42.98 | 89 | 0 |  |  | 0
1978-10-18 | Oct | 21:00 | 44.96 | 39.92 | 83 | 0 |  |  | 0
1978-10-18 | Oct | 22:00 | 41 | 39.02 | 93 | 0 |  |  | 0
1978-10-18 | Oct | 23:00 | 39.92 | 37.94 | 93 | 0 |  |  | 0
1978-10-18 | Oct | 24:00 | 39.92 | 37.04 | 89 | 0 | 0 |  | 0
1978-10-19 | Oct | 1:00 | 39.92 | 37.94 | 93 | 0 |  |  | 0
1978-10-19 | Oct | 2:00 | 39.92 | 37.04 | 89 | 0 |  |  | 0
1978-10-19 | Oct | 3:00 | 39.92 | 35.96 | 86 | 0 |  |  | 0
1978-10-19 | Oct | 4:00 | 39.02 | 35.06 | 86 | 0 |  |  | 0
1978-10-19 | Oct | 5:00 | 37.94 | 35.06 | 89 | 0 |  |  | 0
1978-10-19 | Oct | 6:00 | 37.04 | 33.98 | 89 | 0 |  |  | 0
1978-10-19 | Oct | 7:00 | 39.02 | 35.06 | 86 | 0 |  |  | 0
1978-10-19 | Oct | 8:00 | 42.08 | 35.96 | 79 | 0 |  |  | 0
1978-10-19 | Oct | 9:00 | 46.94 | 37.04 | 68 | 0 |  |  | 0
1978-10-19 | Oct | 10:00 | 50 | 35.06 | 57 | 0 |  |  | 0
1978-10-19 | Oct | 11:00 | 53.06 | 33.08 | 47 | 0 |  |  | 0
1978-10-19 | Oct | 12:00 | 57.02 | 33.08 | 40 | 0 |  |  | 0
1978-10-19 | Oct | 13:00 | 57.92 | 35.06 | 42 | 0 |  |  | 0
1978-10-19 | Oct | 14:00 | 59 | 35.06 | 41 | 0 |  |  | 0
1978-10-19 | Oct | 15:00 | 60.08 | 35.96 | 41 | 0 |  |  | 0
1978-10-19 | Oct | 16:00 | 60.08 | 35.96 | 41 | 0 |  |  | 0
1978-10-19 | Oct | 17:00 | 57.92 | 37.04 | 46 | 0 |  |  | 0
1978-10-19 | Oct | 18:00 | 53.96 | 37.04 | 53 | 0 |  |  | 0
1978-10-19 | Oct | 19:00 | 51.98 | 37.94 | 59 | 0 |  |  | 0
1978-10-19 | Oct | 20:00 | 51.98 | 37.94 | 59 | 0 |  |  | 0
1978-10-19 | Oct | 21:00 | 50 | 37.94 | 64 | 0 |  |  | 0
1978-10-19 | Oct | 22:00 | 48.02 | 37.94 | 68 | 0 |  |  | 0
1978-10-19 | Oct | 23:00 | 44.96 | 37.94 | 77 | 0 |  |  | 0
1978-10-19 | Oct | 24:00 | 42.98 | 37.04 | 79 | 0 | 0 |  | 0
1978-10-20 | Oct | 1:00 | 42.08 | 37.04 | 83 | 0 |  |  | 0
1978-10-20 | Oct | 2:00 | 41 | 37.04 | 86 | 0 |  |  | 0
1978-10-20 | Oct | 3:00 | 41 | 37.04 | 86 | 0 |  |  | 0
1978-10-20 | Oct | 4:00 | 39.92 | 35.96 | 86 | 0 |  |  | 0
1978-10-20 | Oct | 5:00 | 37.94 | 33.98 | 86 | 0 |  |  | 0
1978-10-20 | Oct | 6:00 | 35.96 | 33.08 | 89 | 0 |  |  | 0
1978-10-20 | Oct | 7:00 | 39.02 | 35.96 | 89 | 0 |  |  | 0
1978-10-20 | Oct | 8:00 | 50 | 44.96 | 83 | 0 |  |  | 0
1978-10-20 | Oct | 9:00 | 59 | 46.04 | 62 | 0 |  |  | 0
1978-10-20 | Oct | 10:00 | 62.06 | 50 | 65 | 0 |  |  | 0
1978-10-20 | Oct | 11:00 | 64.94 | 46.04 | 50 | 0 |  |  | 0
1978-10-20 | Oct | 12:00 | 68 | 46.94 | 47 | 0 |  |  | 0
1978-10-20 | Oct | 13:00 | 69.98 | 48.92 | 47 | 0 |  |  | 0
1978-10-20 | Oct | 14:00 | 71.96 | 48.02 | 43 | 0 |  |  | 0
1978-10-20 | Oct | 15:00 | 73.04 | 44.96 | 37 | 0 |  |  | 0
1978-10-20 | Oct | 16:00 | 71.06 | 44.96 | 39 | 0 |  |  | 0
1978-10-20 | Oct | 17:00 | 64.04 | 44.06 | 48 | 0 |  |  | 0
1978-10-20 | Oct | 18:00 | 60.08 | 42.98 | 54 | 0 |  |  | 0
1978-10-20 | Oct | 19:00 | 55.94 | 42.98 | 62 | 0 |  |  | 0
1978-10-20 | Oct | 20:00 | 57.02 | 44.06 | 62 | 0 |  |  | 0
1978-10-20 | Oct | 21:00 | 57.02 | 44.06 | 62 | 0 |  |  | 0
1978-10-20 | Oct | 22:00 | 57.92 | 44.06 | 60 | 0 |  |  | 0
1978-10-20 | Oct | 23:00 | 60.08 | 42.98 | 54 | 0 |  |  | 0
1978-10-20 | Oct | 24:00 | 59 | 42.98 | 56 | 0 | 0 |  | 0
1978-10-21 | Oct | 1:00 | 57.02 | 42.98 | 60 | 0 |  |  | 0
1978-10-21 | Oct | 2:00 | 55.04 | 42.98 | 64 | 0 |  |  | 0
1978-10-21 | Oct | 3:00 | 55.04 | 42.98 | 64 | 0 |  |  | 0
1978-10-21 | Oct | 4:00 | 53.96 | 42.08 | 64 | 0 |  |  | 0
1978-10-21 | Oct | 5:00 | 53.96 | 42.08 | 64 | 0 |  |  | 0
1978-10-21 | Oct | 6:00 | 53.06 | 42.98 | 69 | 0 |  |  | 0
1978-10-21 | Oct | 7:00 | 55.04 | 44.06 | 67 | 0 |  |  | 0
1978-10-21 | Oct | 8:00 | 60.08 | 46.04 | 60 | 0 |  |  | 0
1978-10-21 | Oct | 9:00 | 64.04 | 48.02 | 56 | 0 |  |  | 0
1978-10-21 | Oct | 10:00 | 68 | 50 | 53 | 0 |  |  | 0
1978-10-21 | Oct | 11:00 | 73.94 | 51.98 | 46 | 0 |  |  | 0
1978-10-21 | Oct | 12:00 | 75.92 | 53.96 | 47 | 0 |  |  | 0
1978-10-21 | Oct | 13:00 | 77 | 53.06 | 43 | 0 |  |  | 0
1978-10-21 | Oct | 14:00 | 78.98 | 53.06 | 41 | 0 |  |  | 0
1978-10-21 | Oct | 15:00 | 77 | 51.08 | 40 | 0 |  |  | 0
1978-10-21 | Oct | 16:00 | 75.02 | 51.98 | 45 | 0 |  |  | 0
1978-10-21 | Oct | 17:00 | 71.06 | 51.98 | 51 | 0 |  |  | 0
1978-10-21 | Oct | 18:00 | 66.02 | 51.98 | 61 | 0 |  |  | 0
1978-10-21 | Oct | 19:00 | 69.08 | 53.06 | 57 | 0 |  |  | 0
1978-10-21 | Oct | 20:00 | 68 | 51.98 | 57 | 0 |  |  | 0
1978-10-21 | Oct | 21:00 | 66.92 | 51.98 | 59 | 0 |  |  | 0
1978-10-21 | Oct | 22:00 | 66.02 | 51.98 | 61 | 0 |  |  | 0
1978-10-21 | Oct | 23:00 | 66.92 | 51.98 | 59 | 0 |  |  | 0
1978-10-21 | Oct | 24:00 | 64.94 | 51.08 | 61 | 0 | 0 |  | 0
1978-10-22 | Oct | 1:00 | 64.94 | 51.08 | 61 | 0 |  |  | 0
1978-10-22 | Oct | 2:00 | 64.04 | 51.98 | 65 | 0 |  |  | 0
1978-10-22 | Oct | 3:00 | 62.96 | 51.98 | 68 | 0 |  |  | 0
1978-10-22 | Oct | 4:00 | 62.96 | 51.98 | 68 | 0 |  |  | 0
1978-10-22 | Oct | 5:00 | 62.96 | 51.98 | 68 | 0 |  |  | 0
1978-10-22 | Oct | 6:00 | 62.06 | 51.98 | 70 | 0 |  |  | 0
1978-10-22 | Oct | 7:00 | 60.98 | 51.98 | 72 | 0 |  |  | 0
1978-10-22 | Oct | 8:00 | 60.98 | 53.06 | 75 | 0 |  |  | 0
1978-10-22 | Oct | 9:00 | 64.04 | 53.06 | 68 | 0 |  |  | 0
1978-10-22 | Oct | 10:00 | 68 | 53.96 | 61 | 0 |  |  | 0
1978-10-22 | Oct | 11:00 | 71.06 | 55.04 | 57 | 0 |  |  | 0
1978-10-22 | Oct | 12:00 | 71.96 | 53.96 | 53 | 0 |  |  | 0
1978-10-22 | Oct | 13:00 | 73.04 | 53.96 | 51 | 0 |  |  | 0
1978-10-22 | Oct | 14:00 | 71.06 | 53.06 | 53 | 0 |  |  | 0
1978-10-22 | Oct | 15:00 | 69.98 | 53.06 | 55 | 0 |  |  | 0
1978-10-22 | Oct | 16:00 | 60.08 | 46.94 | 62 | 0 |  |  | 0
1978-10-22 | Oct | 17:00 | 59 | 48.02 | 67 | 0 |  |  | 0
1978-10-22 | Oct | 18:00 | 57.02 | 46.94 | 69 | 0 |  |  | 0
1978-10-22 | Oct | 19:00 | 55.94 | 48.02 | 75 | 0 |  |  | 0
1978-10-22 | Oct | 20:00 | 53.96 | 48.92 | 83 | 0 |  |  | 0
1978-10-22 | Oct | 21:00 | 53.96 | 50 | 86 | 0 |  |  | 0
1978-10-22 | Oct | 22:00 | 53.96 | 50 | 86 | 0 |  |  | 0
1978-10-22 | Oct | 23:00 | 53.06 | 50 | 90 | 0 |  |  | 0
1978-10-22 | Oct | 24:00 | 51.98 | 48.92 | 90 | 0 | 0 |  | 0
1978-10-23 | Oct | 1:00 | 51.98 | 48.92 | 90 | 0 |  |  | 0
1978-10-23 | Oct | 2:00 | 50 | 48.02 | 93 | 0 |  |  | 0
1978-10-23 | Oct | 3:00 | 50 | 46.94 | 89 | 0 |  |  | 0
1978-10-23 | Oct | 4:00 | 48.92 | 44.96 | 86 | 0 |  |  | 0
1978-10-23 | Oct | 5:00 | 48.02 | 42.98 | 83 | 0 |  |  | 0
1978-10-23 | Oct | 6:00 | 46.94 | 42.08 | 83 | 0 |  |  | 0
1978-10-23 | Oct | 7:00 | 46.94 | 39.92 | 77 | 0 |  |  | 0
1978-10-23 | Oct | 8:00 | 44.96 | 37.04 | 74 | 0 |  |  | 0
1978-10-23 | Oct | 9:00 | 46.94 | 37.04 | 68 | 0 |  |  | 0
1978-10-23 | Oct | 10:00 | 50 | 37.04 | 61 | 0 |  |  | 0
1978-10-23 | Oct | 11:00 | 50 | 35.06 | 57 | 0 |  |  | 0
1978-10-23 | Oct | 12:00 | 51.08 | 35.96 | 57 | 0 |  |  | 0
1978-10-23 | Oct | 13:00 | 50 | 33.98 | 54 | 0 |  |  | 0
1978-10-23 | Oct | 14:00 | 51.08 | 35.06 | 54 | 0 |  |  | 0
1978-10-23 | Oct | 15:00 | 48.92 | 35.06 | 59 | 0 |  |  | 0
1978-10-23 | Oct | 16:00 | 48.02 | 33.08 | 56 | 0 |  |  | 0
1978-10-23 | Oct | 17:00 | 44.96 | 32 | 60 | 0 |  |  | 0
1978-10-23 | Oct | 18:00 | 42.08 | 32 | 68 | 0 |  |  | 0
1978-10-23 | Oct | 19:00 | 41 | 32 | 70 | 0 |  |  | 0
1978-10-23 | Oct | 20:00 | 41 | 32 | 70 | 0 |  |  | 0
1978-10-23 | Oct | 21:00 | 35.06 | 30.02 | 82 | 0 |  |  | 0
1978-10-23 | Oct | 22:00 | 35.96 | 30.92 | 82 | 0 |  |  | 0
1978-10-23 | Oct | 23:00 | 33.08 | 30.02 | 89 | 0 |  |  | 0
1978-10-23 | Oct | 24:00 | 33.98 | 30.92 | 89 | 0 | 0 |  | 0
1978-10-24 | Oct | 1:00 | 32 | 28.94 | 89 | 0 |  |  | 0
1978-10-24 | Oct | 2:00 | 33.08 | 30.02 | 89 | 0 |  |  | 0
1978-10-24 | Oct | 3:00 | 30.92 | 28.04 | 89 | 0 |  |  | 0
1978-10-24 | Oct | 4:00 | 33.08 | 30.02 | 89 | 0 |  |  | 0
1978-10-24 | Oct | 5:00 | 33.98 | 30.02 | 85 | 0 |  |  | 0
1978-10-24 | Oct | 6:00 | 33.98 | 30.02 | 85 | 0 |  |  | 0
1978-10-24 | Oct | 7:00 | 35.96 | 32 | 85 | 0 |  |  | 0
1978-10-24 | Oct | 8:00 | 41 | 35.96 | 82 | 0 |  |  | 0
1978-10-24 | Oct | 9:00 | 44.96 | 35.96 | 71 | 0 |  |  | 0
1978-10-24 | Oct | 10:00 | 46.94 | 35.96 | 66 | 0 |  |  | 0
1978-10-24 | Oct | 11:00 | 51.08 | 35.96 | 57 | 0 |  |  | 0
1978-10-24 | Oct | 12:00 | 51.98 | 35.96 | 55 | 0 |  |  | 0
1978-10-24 | Oct | 13:00 | 55.04 | 35.96 | 49 | 0 |  |  | 0
1978-10-24 | Oct | 14:00 | 55.04 | 35.06 | 47 | 0 |  |  | 0
1978-10-24 | Oct | 15:00 | 55.94 | 35.06 | 45 | 0 |  |  | 0
1978-10-24 | Oct | 16:00 | 55.04 | 35.06 | 47 | 0 |  |  | 0
1978-10-24 | Oct | 17:00 | 51.98 | 35.06 | 53 | 0 |  |  | 0
1978-10-24 | Oct | 18:00 | 51.08 | 35.06 | 54 | 0 |  |  | 0
1978-10-24 | Oct | 19:00 | 51.08 | 35.06 | 54 | 0 |  |  | 0
1978-10-24 | Oct | 20:00 | 50 | 33.98 | 54 | 0 |  |  | 0
1978-10-24 | Oct | 21:00 | 50 | 33.08 | 52 | 0 |  |  | 0
1978-10-24 | Oct | 22:00 | 50 | 33.08 | 52 | 0 |  |  | 0
1978-10-24 | Oct | 23:00 | 48.02 | 33.98 | 59 | 0 |  |  | 0
1978-10-24 | Oct | 24:00 | 46.94 | 33.98 | 61 | 0 | 0 |  | 0
1978-10-25 | Oct | 1:00 | 48.02 | 35.06 | 61 | 0 |  |  | 0
1978-10-25 | Oct | 2:00 | 48.92 | 35.06 | 59 | 0 |  |  | 0
1978-10-25 | Oct | 3:00 | 50 | 35.96 | 59 | 0 |  |  | 0
1978-10-25 | Oct | 4:00 | 51.08 | 37.04 | 59 | 0 |  |  | 0
1978-10-25 | Oct | 5:00 | 51.98 | 39.02 | 61 | 0 |  |  | 0
1978-10-25 | Oct | 6:00 | 50 | 42.98 | 77 | 0 |  |  | 0
1978-10-25 | Oct | 7:00 | 48.92 | 46.04 | 89 | 0 |  |  | 0
1978-10-25 | Oct | 8:00 | 48.92 | 46.94 | 93 | 0 |  |  | 0
1978-10-25 | Oct | 9:00 | 50 | 48.02 | 93 | 0 |  |  | 0
1978-10-25 | Oct | 10:00 | 51.08 | 48.92 | 93 | 0 |  |  | 0
1978-10-25 | Oct | 11:00 | 53.06 | 51.08 | 93 | 0 |  |  | 0
1978-10-25 | Oct | 12:00 | 55.94 | 53.06 | 90 | 0 |  |  | 0
1978-10-25 | Oct | 13:00 | 57.02 | 55.04 | 93 | 0 |  |  | 0
1978-10-25 | Oct | 14:00 | 59 | 55.94 | 90 | 0 |  |  | 0
1978-10-25 | Oct | 15:00 | 60.08 | 55.94 | 87 | 0 |  |  | 0
1978-10-25 | Oct | 16:00 | 60.08 | 55.94 | 87 | 0 |  |  | 0
1978-10-25 | Oct | 17:00 | 60.98 | 57.02 | 87 | 0 |  |  | 0
1978-10-25 | Oct | 18:00 | 59 | 55.04 | 87 | 0 |  |  | 0
1978-10-25 | Oct | 19:00 | 55.94 | 53.96 | 93 | 0 |  |  | 0
1978-10-25 | Oct | 20:00 | 53.96 | 51.98 | 93 | 0 |  |  | 0
1978-10-25 | Oct | 21:00 | 51.98 | 50 | 93 | 0 |  |  | 0
1978-10-25 | Oct | 22:00 | 50 | 46.04 | 86 | 0 |  |  | 0
1978-10-25 | Oct | 23:00 | 50 | 44.96 | 83 | 0 |  |  | 0
1978-10-25 | Oct | 24:00 | 48.92 | 42.08 | 77 | 0 | 0 |  | 0
1978-10-26 | Oct | 1:00 | 48.02 | 39.02 | 71 | 0 |  |  | 0
1978-10-26 | Oct | 2:00 | 46.04 | 39.02 | 77 | 0 |  |  | 0
1978-10-26 | Oct | 3:00 | 44.96 | 35.96 | 71 | 0 |  |  | 0
1978-10-26 | Oct | 4:00 | 44.96 | 35.96 | 71 | 0 |  |  | 0
1978-10-26 | Oct | 5:00 | 44.06 | 35.06 | 71 | 0 |  |  | 0
1978-10-26 | Oct | 6:00 | 44.06 | 33.98 | 68 | 0 |  |  | 0
1978-10-26 | Oct | 7:00 | 42.08 | 32 | 68 | 0 |  |  | 0
1978-10-26 | Oct | 8:00 | 42.98 | 33.08 | 68 | 0 |  |  | 0
1978-10-26 | Oct | 9:00 | 44.96 | 33.08 | 63 | 0 |  |  | 0
1978-10-26 | Oct | 10:00 | 48.92 | 33.08 | 54 | 0 |  |  | 0
1978-10-26 | Oct | 11:00 | 51.98 | 30.92 | 45 | 0 |  |  | 0
1978-10-26 | Oct | 12:00 | 51.08 | 30.92 | 46 | 0 |  |  | 0
1978-10-26 | Oct | 13:00 | 53.96 | 32 | 43 | 0 |  |  | 0
1978-10-26 | Oct | 14:00 | 53.96 | 32 | 43 | 0 |  |  | 0
1978-10-26 | Oct | 15:00 | 53.96 | 32 | 43 | 0 |  |  | 0
1978-10-26 | Oct | 16:00 | 51.98 | 32 | 47 | 0 |  |  | 0
1978-10-26 | Oct | 17:00 | 48.92 | 33.08 | 54 | 0 |  |  | 0
1978-10-26 | Oct | 18:00 | 46.04 | 35.06 | 66 | 0 |  |  | 0
1978-10-26 | Oct | 19:00 | 44.06 | 35.06 | 71 | 0 |  |  | 0
1978-10-26 | Oct | 20:00 | 44.06 | 35.06 | 71 | 0 |  |  | 0
1978-10-26 | Oct | 21:00 | 42.98 | 35.06 | 73 | 0 |  |  | 0
1978-10-26 | Oct | 22:00 | 42.08 | 35.06 | 76 | 0 |  |  | 0
1978-10-26 | Oct | 23:00 | 42.98 | 35.06 | 73 | 0 |  |  | 0
1978-10-26 | Oct | 24:00 | 46.04 | 35.06 | 66 | 0 | 0 |  | 0
1978-10-27 | Oct | 1:00 | 46.04 | 35.06 | 66 | 0 |  |  | 0
1978-10-27 | Oct | 2:00 | 44.96 | 35.06 | 68 | 0 |  |  | 0
1978-10-27 | Oct | 3:00 | 44.06 | 35.06 | 71 | 0 |  |  | 0
1978-10-27 | Oct | 4:00 | 42.98 | 35.06 | 73 | 0 |  |  | 0
1978-10-27 | Oct | 5:00 | 42.08 | 33.98 | 73 | 0 |  |  | 0
1978-10-27 | Oct | 6:00 | 42.08 | 33.98 | 73 | 0 |  |  | 0
1978-10-27 | Oct | 7:00 | 39.92 | 33.98 | 79 | 0 |  |  | 0
1978-10-27 | Oct | 8:00 | 44.06 | 35.96 | 74 | 0 |  |  | 0
1978-10-27 | Oct | 9:00 | 48.92 | 37.04 | 63 | 0 |  |  | 0
1978-10-27 | Oct | 10:00 | 51.98 | 39.02 | 61 | 0 |  |  | 0
1978-10-27 | Oct | 11:00 | 57.92 | 39.92 | 51 | 0 |  |  | 0
1978-10-27 | Oct | 12:00 | 60.08 | 39.92 | 48 | 0 |  |  | 0
1978-10-27 | Oct | 13:00 | 60.98 | 41 | 48 | 0 |  |  | 0
1978-10-27 | Oct | 14:00 | 62.06 | 41 | 46 | 0 |  |  | 0
1978-10-27 | Oct | 15:00 | 62.96 | 41 | 45 | 0 |  |  | 0
1978-10-27 | Oct | 16:00 | 60.98 | 41 | 48 | 0 |  |  | 0
1978-10-27 | Oct | 17:00 | 57.02 | 39.02 | 51 | 0 |  |  | 0
1978-10-27 | Oct | 18:00 | 53.06 | 39.92 | 62 | 0 |  |  | 0
1978-10-27 | Oct | 19:00 | 51.98 | 39.92 | 64 | 0 |  |  | 0
1978-10-27 | Oct | 20:00 | 48.02 | 39.02 | 71 | 0 |  |  | 0
1978-10-27 | Oct | 21:00 | 46.04 | 37.94 | 74 | 0 |  |  | 0
1978-10-27 | Oct | 22:00 | 44.96 | 35.06 | 68 | 0 |  |  | 0
1978-10-27 | Oct | 23:00 | 41 | 33.08 | 73 | 0 |  |  | 0
1978-10-27 | Oct | 24:00 | 39.92 | 33.08 | 76 | 0 | 0 |  | 0
1978-10-28 | Oct | 1:00 | 39.02 | 32 | 76 | 0 |  |  | 0
1978-10-28 | Oct | 2:00 | 37.94 | 30.92 | 76 | 0 |  |  | 0
1978-10-28 | Oct | 3:00 | 37.04 | 30.92 | 79 | 0 |  |  | 0
1978-10-28 | Oct | 4:00 | 37.04 | 30.92 | 79 | 0 |  |  | 0
1978-10-28 | Oct | 5:00 | 39.02 | 32 | 76 | 0 |  |  | 0
1978-10-28 | Oct | 6:00 | 37.94 | 32 | 79 | 0 |  |  | 0
1978-10-28 | Oct | 7:00 | 39.92 | 33.08 | 76 | 0 |  |  | 0
1978-10-28 | Oct | 8:00 | 42.08 | 35.06 | 76 | 0 |  |  | 0
1978-10-28 | Oct | 9:00 | 46.94 | 37.04 | 68 | 0 |  |  | 0
1978-10-28 | Oct | 10:00 | 51.08 | 37.94 | 61 | 0 |  |  | 0
1978-10-28 | Oct | 11:00 | 55.04 | 35.96 | 49 | 0 |  |  | 0
1978-10-28 | Oct | 12:00 | 55.94 | 33.98 | 44 | 0 |  |  | 0
1978-10-28 | Oct | 13:00 | 55.94 | 28.94 | 36 | 0 |  |  | 0
1978-10-28 | Oct | 14:00 | 55.04 | 30.92 | 40 | 0 |  |  | 0
1978-10-28 | Oct | 15:00 | 53.06 | 33.08 | 47 | 0 |  |  | 0
1978-10-28 | Oct | 16:00 | 51.08 | 37.04 | 59 | 0 |  |  | 0
1978-10-28 | Oct | 17:00 | 48.02 | 37.94 | 68 | 0 |  |  | 0
1978-10-28 | Oct | 18:00 | 46.94 | 37.94 | 71 | 0 |  |  | 0
1978-10-28 | Oct | 19:00 | 46.04 | 37.04 | 71 | 0 |  |  | 0
1978-10-28 | Oct | 20:00 | 46.04 | 35.96 | 68 | 0 |  |  | 0
1978-10-28 | Oct | 21:00 | 46.04 | 35.96 | 68 | 0 |  |  | 0
1978-10-28 | Oct | 22:00 | 44.96 | 35.06 | 68 | 0 |  |  | 0
1978-10-28 | Oct | 23:00 | 39.92 | 33.98 | 79 | 0 |  |  | 0
1978-10-28 | Oct | 24:00 | 41 | 35.06 | 79 | 0 | 0 |  | 0
1978-10-29 | Oct | 1:00 | 42.08 | 35.96 | 79 | 0 |  |  | 0
1978-10-29 | Oct | 2:00 | 44.96 | 37.04 | 74 | 0 |  |  | 0
1978-10-29 | Oct | 3:00 | 46.04 | 37.04 | 71 | 0 |  |  | 0
1978-10-29 | Oct | 4:00 | 42.98 | 35.96 | 76 | 0 |  |  | 0
1978-10-29 | Oct | 5:00 | 44.06 | 35.96 | 74 | 0 |  |  | 0
1978-10-29 | Oct | 6:00 | 44.96 | 35.06 | 68 | 0 |  |  | 0
1978-10-29 | Oct | 7:00 | 44.06 | 35.96 | 74 | 0 |  |  | 0
1978-10-29 | Oct | 8:00 | 46.94 | 37.94 | 71 | 0 |  |  | 0
1978-10-29 | Oct | 9:00 | 48.02 | 37.04 | 66 | 0 |  |  | 0
1978-10-29 | Oct | 10:00 | 51.98 | 33.98 | 50 | 0 |  |  | 0
1978-10-29 | Oct | 11:00 | 53.96 | 28.94 | 38 | 0 |  |  | 0
1978-10-29 | Oct | 12:00 | 55.94 | 30.92 | 39 | 0 |  |  | 0
1978-10-29 | Oct | 13:00 | 57.02 | 30.92 | 37 | 0 |  |  | 0
1978-10-29 | Oct | 14:00 | 57.92 | 32 | 37 | 0 |  |  | 0
1978-10-29 | Oct | 15:00 | 57.92 | 33.98 | 41 | 0 |  |  | 0
1978-10-29 | Oct | 16:00 | 57.02 | 32 | 39 | 0 |  |  | 0
1978-10-29 | Oct | 17:00 | 51.98 | 30.92 | 45 | 0 |  |  | 0
1978-10-29 | Oct | 18:00 | 48.92 | 30.92 | 50 | 0 |  |  | 0
1978-10-29 | Oct | 19:00 | 46.94 | 30.92 | 54 | 0 |  |  | 0
1978-10-29 | Oct | 20:00 | 46.04 | 30.92 | 56 | 0 |  |  | 0
1978-10-29 | Oct | 21:00 | 46.94 | 30.92 | 54 | 0 |  |  | 0
1978-10-29 | Oct | 22:00 | 48.92 | 30.92 | 50 | 0 |  |  | 0
1978-10-29 | Oct | 23:00 | 46.94 | 30.92 | 54 | 0 |  |  | 0
1978-10-29 | Oct | 24:00 | 44.96 | 30.92 | 58 | 0 | 0 |  | 0
1978-10-30 | Oct | 1:00 | 44.96 | 30.02 | 56 | 0 |  |  | 0
1978-10-30 | Oct | 2:00 | 44.96 | 30.02 | 56 | 0 |  |  | 0
1978-10-30 | Oct | 3:00 | 44.96 | 30.02 | 56 | 0 |  |  | 0
1978-10-30 | Oct | 4:00 | 44.06 | 28.94 | 56 | 0 |  |  | 0
1978-10-30 | Oct | 5:00 | 44.06 | 30.02 | 58 | 0 |  |  | 0
1978-10-30 | Oct | 6:00 | 42.08 | 30.02 | 63 | 0 |  |  | 0
1978-10-30 | Oct | 7:00 | 41 | 30.02 | 65 | 0 |  |  | 0
1978-10-30 | Oct | 8:00 | 48.02 | 32 | 54 | 0 |  |  | 0
1978-10-30 | Oct | 9:00 | 53.06 | 35.06 | 51 | 0 |  |  | 0
1978-10-30 | Oct | 10:00 | 57.02 | 37.94 | 49 | 0 |  |  | 0
1978-10-30 | Oct | 11:00 | 60.98 | 39.92 | 46 | 0 |  |  | 0
1978-10-30 | Oct | 12:00 | 64.04 | 42.08 | 45 | 0 |  |  | 0
1978-10-30 | Oct | 13:00 | 66.92 | 42.08 | 40 | 0 |  |  | 0
1978-10-30 | Oct | 14:00 | 68 | 42.08 | 39 | 0 |  |  | 0
1978-10-30 | Oct | 15:00 | 69.08 | 39.92 | 35 | 0 |  |  | 0
1978-10-30 | Oct | 16:00 | 66.92 | 37.94 | 35 | 0 |  |  | 0
1978-10-30 | Oct | 17:00 | 60.08 | 37.94 | 44 | 0 |  |  | 0
1978-10-30 | Oct | 18:00 | 57.02 | 37.94 | 49 | 0 |  |  | 0
1978-10-30 | Oct | 19:00 | 53.06 | 39.02 | 59 | 0 |  |  | 0
1978-10-30 | Oct | 20:00 | 51.98 | 39.02 | 61 | 0 |  |  | 0
1978-10-30 | Oct | 21:00 | 51.98 | 39.92 | 64 | 0 |  |  | 0
1978-10-30 | Oct | 22:00 | 51.08 | 41 | 69 | 0 |  |  | 0
1978-10-30 | Oct | 23:00 | 44.96 | 39.02 | 80 | 0 |  |  | 0
1978-10-30 | Oct | 24:00 | 46.94 | 39.92 | 77 | 0 | 0 |  | 0
1978-10-31 | Oct | 1:00 | 44.96 | 39.02 | 80 | 0 |  |  | 0
1978-10-31 | Oct | 2:00 | 44.96 | 39.92 | 83 | 0 |  |  | 0
1978-10-31 | Oct | 3:00 | 39.92 | 35.96 | 86 | 0 |  |  | 0
1978-10-31 | Oct | 4:00 | 39.02 | 35.96 | 89 | 0 |  |  | 0
1978-10-31 | Oct | 5:00 | 44.96 | 39.02 | 80 | 0 |  |  | 0
1978-10-31 | Oct | 6:00 | 46.04 | 39.92 | 80 | 0 |  |  | 0
1978-10-31 | Oct | 7:00 | 48.92 | 44.06 | 83 | 0 |  |  | 0
1978-10-31 | Oct | 8:00 | 51.08 | 44.06 | 77 | 0 |  |  | 0
1978-10-31 | Oct | 9:00 | 53.06 | 42.98 | 69 | 0 |  |  | 0
1978-10-31 | Oct | 10:00 | 55.94 | 44.06 | 64 | 0 |  |  | 0
1978-10-31 | Oct | 11:00 | 55.04 | 44.06 | 67 | 0 |  |  | 0
1978-10-31 | Oct | 12:00 | 53.96 | 44.06 | 69 | 0 |  |  | 0
1978-10-31 | Oct | 13:00 | 55.04 | 44.06 | 67 | 0 |  |  | 0
1978-10-31 | Oct | 14:00 | 53.96 | 42.98 | 67 | 0 |  |  | 0
1978-10-31 | Oct | 15:00 | 53.96 | 39.92 | 59 | 0 |  |  | 0
1978-10-31 | Oct | 16:00 | 51.08 | 39.02 | 64 | 0 |  |  | 0
1978-10-31 | Oct | 17:00 | 46.94 | 37.94 | 71 | 0 |  |  | 0
1978-10-31 | Oct | 18:00 | 44.06 | 37.94 | 80 | 0 |  |  | 0
1978-10-31 | Oct | 19:00 | 39.92 | 35.96 | 86 | 0 |  |  | 0
1978-10-31 | Oct | 20:00 | 37.04 | 33.98 | 89 | 0 |  |  | 0
1978-10-31 | Oct | 21:00 | 37.94 | 33.98 | 86 | 0 |  |  | 0
1978-10-31 | Oct | 22:00 | 41.18 | 37.22 | 86 | 0 |  |  | 0
1978-10-31 | Oct | 23:00 | 44.24 | 40.64 | 82 | 0 |  |  | 0
1978-10-31 | Oct | 24:00 | 47.48 | 43.88 | 89 | 0 | 0 |  | 0
1977-11-01 | Nov | 1:00 | 50.54 | 47.12 | 97 | 0 |  |  | 0
1977-11-01 | Nov | 2:00 | 53.78 | 50.36 | 93 | 0 |  |  | 0
1977-11-01 | Nov | 3:00 | 56.84 | 53.78 | 90 | 0 |  |  | 0
1977-11-01 | Nov | 4:00 | 60.08 | 57.02 | 90 | 0 |  |  | 0
1977-11-01 | Nov | 5:00 | 60.08 | 57.02 | 90 | 0 |  |  | 0
1977-11-01 | Nov | 6:00 | 60.08 | 57.02 | 90 | 0 |  |  | 0
1977-11-01 | Nov | 7:00 | 60.08 | 55.94 | 87 | 0 |  |  | 0
1977-11-01 | Nov | 8:00 | 60.08 | 57.02 | 90 | 0 |  |  | 0
1977-11-01 | Nov | 9:00 | 59 | 57.02 | 93 | 0 |  |  | 0
1977-11-01 | Nov | 10:00 | 60.08 | 57.02 | 90 | 0 |  |  | 0
1977-11-01 | Nov | 11:00 | 60.08 | 57.02 | 90 | 0 |  |  | 0
1977-11-01 | Nov | 12:00 | 60.08 | 57.92 | 93 | 0 |  |  | 0
1977-11-01 | Nov | 13:00 | 59 | 57.02 | 93 | 0 |  |  | 0
1977-11-01 | Nov | 14:00 | 59 | 57.02 | 93 | 0 |  |  | 0
1977-11-01 | Nov | 15:00 | 59 | 57.02 | 93 | 0 |  |  | 0
1977-11-01 | Nov | 16:00 | 57.92 | 57.02 | 96 | 0 |  |  | 0
1977-11-01 | Nov | 17:00 | 59 | 57.02 | 93 | 0 |  |  | 0
1977-11-01 | Nov | 18:00 | 59 | 57.02 | 93 | 0 |  |  | 0
1977-11-01 | Nov | 19:00 | 59 | 55.94 | 90 | 0 |  |  | 0
1977-11-01 | Nov | 20:00 | 59 | 55.94 | 90 | 0 |  |  | 0
1977-11-01 | Nov | 21:00 | 57.92 | 55.04 | 90 | 0 |  |  | 0
1977-11-01 | Nov | 22:00 | 57.92 | 55.94 | 93 | 0 |  |  | 0
1977-11-01 | Nov | 23:00 | 57.92 | 55.94 | 93 | 0 |  |  | 0
1977-11-01 | Nov | 24:00 | 59 | 57.02 | 93 | 0 | 0 |  | 0
1977-11-02 | Nov | 1:00 | 59 | 57.02 | 93 | 0 |  |  | 0
1977-11-02 | Nov | 2:00 | 57.92 | 55.94 | 93 | 0 |  |  | 0
1977-11-02 | Nov | 3:00 | 57.02 | 55.04 | 93 | 0 |  |  | 0
1977-11-02 | Nov | 4:00 | 57.02 | 55.94 | 96 | 0 |  |  | 0
1977-11-02 | Nov | 5:00 | 57.92 | 55.04 | 90 | 0 |  |  | 0
1977-11-02 | Nov | 6:00 | 57.02 | 55.04 | 93 | 0 |  |  | 0
1977-11-02 | Nov | 7:00 | 55.94 | 53.06 | 90 | 0 |  |  | 0
1977-11-02 | Nov | 8:00 | 59 | 53.96 | 84 | 0 |  |  | 0
1977-11-02 | Nov | 9:00 | 62.06 | 55.04 | 78 | 0 |  |  | 0
1977-11-02 | Nov | 10:00 | 64.94 | 55.94 | 73 | 0 |  |  | 0
1977-11-02 | Nov | 11:00 | 66.92 | 57.02 | 70 | 0 |  |  | 0
1977-11-02 | Nov | 12:00 | 69.08 | 57.92 | 68 | 0 |  |  | 0
1977-11-02 | Nov | 13:00 | 71.06 | 59 | 66 | 0 |  |  | 0
1977-11-02 | Nov | 14:00 | 71.06 | 59 | 66 | 0 |  |  | 0
1977-11-02 | Nov | 15:00 | 69.98 | 59 | 68 | 0 |  |  | 0
1977-11-02 | Nov | 16:00 | 68 | 57.92 | 71 | 0 |  |  | 0
1977-11-02 | Nov | 17:00 | 66.92 | 57.92 | 73 | 0 |  |  | 0
1977-11-02 | Nov | 18:00 | 64.94 | 57.92 | 78 | 0 |  |  | 0
1977-11-02 | Nov | 19:00 | 64.94 | 57.92 | 78 | 0 |  |  | 0
1977-11-02 | Nov | 20:00 | 64.04 | 57.02 | 78 | 0 |  |  | 0
1977-11-02 | Nov | 21:00 | 62.96 | 57.02 | 81 | 0 |  |  | 0
1977-11-02 | Nov | 22:00 | 62.96 | 57.02 | 81 | 0 |  |  | 0
1977-11-02 | Nov | 23:00 | 62.06 | 55.04 | 78 | 0 |  |  | 0
1977-11-02 | Nov | 24:00 | 62.96 | 55.04 | 75 | 0 | 0 |  | 0
1977-11-03 | Nov | 1:00 | 62.96 | 55.04 | 75 | 0 |  |  | 0
1977-11-03 | Nov | 2:00 | 60.98 | 55.04 | 81 | 0 |  |  | 0
1977-11-03 | Nov | 3:00 | 60.98 | 55.94 | 84 | 0 |  |  | 0
1977-11-03 | Nov | 4:00 | 60.08 | 55.94 | 87 | 0 |  |  | 0
1977-11-03 | Nov | 5:00 | 60.08 | 55.94 | 87 | 0 |  |  | 0
1977-11-03 | Nov | 6:00 | 59 | 57.02 | 93 | 0 |  |  | 0
1977-11-03 | Nov | 7:00 | 60.08 | 57.02 | 90 | 0 |  |  | 0
1977-11-03 | Nov | 8:00 | 60.98 | 57.92 | 90 | 0 |  |  | 0
1977-11-03 | Nov | 9:00 | 64.04 | 57.92 | 81 | 0 |  |  | 0
1977-11-03 | Nov | 10:00 | 66.92 | 60.08 | 78 | 0 |  |  | 0
1977-11-03 | Nov | 11:00 | 68 | 60.08 | 76 | 0 |  |  | 0
1977-11-03 | Nov | 12:00 | 69.98 | 60.98 | 73 | 0 |  |  | 0
1977-11-03 | Nov | 13:00 | 69.08 | 60.98 | 76 | 0 |  |  | 0
1977-11-03 | Nov | 14:00 | 69.08 | 60.98 | 76 | 0 |  |  | 0
1977-11-03 | Nov | 15:00 | 68 | 60.98 | 78 | 0 |  |  | 0
1977-11-03 | Nov | 16:00 | 68 | 60.98 | 78 | 0 |  |  | 0
1977-11-03 | Nov | 17:00 | 66.92 | 60.08 | 78 | 0 |  |  | 0
1977-11-03 | Nov | 18:00 | 64.94 | 60.98 | 87 | 0 |  |  | 0
1977-11-03 | Nov | 19:00 | 64.04 | 62.96 | 97 | 0 |  |  | 0
1977-11-03 | Nov | 20:00 | 64.04 | 62.96 | 97 | 0 |  |  | 0
1977-11-03 | Nov | 21:00 | 64.04 | 60.98 | 90 | 0 |  |  | 0
1977-11-03 | Nov | 22:00 | 60.08 | 57.02 | 90 | 0 |  |  | 0
1977-11-03 | Nov | 23:00 | 59 | 55.94 | 90 | 0 |  |  | 0
1977-11-03 | Nov | 24:00 | 57.92 | 55.04 | 90 | 0 | 0 |  | 0
1977-11-04 | Nov | 1:00 | 57.92 | 53.96 | 87 | 0 |  |  | 0
1977-11-04 | Nov | 2:00 | 55.94 | 48.92 | 78 | 0 |  |  | 0
1977-11-04 | Nov | 3:00 | 55.04 | 51.08 | 86 | 0 |  |  | 0
1977-11-04 | Nov | 4:00 | 53.96 | 48.02 | 80 | 0 |  |  | 0
1977-11-04 | Nov | 5:00 | 53.06 | 46.04 | 77 | 0 |  |  | 0
1977-11-04 | Nov | 6:00 | 51.98 | 44.06 | 74 | 0 |  |  | 0
1977-11-04 | Nov | 7:00 | 51.08 | 44.96 | 80 | 0 |  |  | 0
1977-11-04 | Nov | 8:00 | 53.96 | 44.06 | 69 | 0 |  |  | 0
1977-11-04 | Nov | 9:00 | 55.04 | 42.98 | 64 | 0 |  |  | 0
1977-11-04 | Nov | 10:00 | 57.92 | 42.08 | 55 | 0 |  |  | 0
1977-11-04 | Nov | 11:00 | 57.92 | 42.08 | 55 | 0 |  |  | 0
1977-11-04 | Nov | 12:00 | 59 | 42.08 | 54 | 0 |  |  | 0
1977-11-04 | Nov | 13:00 | 59 | 42.98 | 56 | 0 |  |  | 0
1977-11-04 | Nov | 14:00 | 57.92 | 42.98 | 58 | 0 |  |  | 0
1977-11-04 | Nov | 15:00 | 57.02 | 42.08 | 57 | 0 |  |  | 0
1977-11-04 | Nov | 16:00 | 55.04 | 42.98 | 64 | 0 |  |  | 0
1977-11-04 | Nov | 17:00 | 51.98 | 44.06 | 74 | 0 |  |  | 0
1977-11-04 | Nov | 18:00 | 51.08 | 44.06 | 77 | 0 |  |  | 0
1977-11-04 | Nov | 19:00 | 50 | 44.96 | 83 | 0 |  |  | 0
1977-11-04 | Nov | 20:00 | 51.08 | 44.06 | 77 | 0 |  |  | 0
1977-11-04 | Nov | 21:00 | 53.06 | 42.98 | 69 | 0 |  |  | 0
1977-11-04 | Nov | 22:00 | 53.96 | 30.92 | 42 | 0 |  |  | 0
1977-11-04 | Nov | 23:00 | 55.04 | 30.92 | 40 | 0 |  |  | 0
1977-11-04 | Nov | 24:00 | 53.06 | 32 | 45 | 0 | 0 |  | 0
1977-11-05 | Nov | 1:00 | 53.06 | 33.98 | 49 | 0 |  |  | 0
1977-11-05 | Nov | 2:00 | 50 | 37.04 | 61 | 0 |  |  | 0
1977-11-05 | Nov | 3:00 | 50 | 39.02 | 66 | 0 |  |  | 0
1977-11-05 | Nov | 4:00 | 51.08 | 41 | 69 | 0 |  |  | 0
1977-11-05 | Nov | 5:00 | 51.98 | 42.08 | 69 | 0 |  |  | 0
1977-11-05 | Nov | 6:00 | 51.98 | 44.06 | 74 | 0 |  |  | 0
1977-11-05 | Nov | 7:00 | 51.08 | 44.96 | 80 | 0 |  |  | 0
1977-11-05 | Nov | 8:00 | 51.98 | 46.04 | 80 | 0 |  |  | 0
1977-11-05 | Nov | 9:00 | 51.08 | 46.94 | 86 | 0 |  |  | 0
1977-11-05 | Nov | 10:00 | 51.98 | 46.94 | 83 | 0 |  |  | 0
1977-11-05 | Nov | 11:00 | 53.96 | 48.02 | 80 | 0 |  |  | 0
1977-11-05 | Nov | 12:00 | 55.04 | 48.02 | 77 | 0 |  |  | 0
1977-11-05 | Nov | 13:00 | 55.94 | 48.02 | 75 | 0 |  |  | 0
1977-11-05 | Nov | 14:00 | 55.04 | 48.02 | 77 | 0 |  |  | 0
1977-11-05 | Nov | 15:00 | 55.04 | 48.02 | 77 | 0 |  |  | 0
1977-11-05 | Nov | 16:00 | 53.96 | 48.02 | 80 | 0 |  |  | 0
1977-11-05 | Nov | 17:00 | 53.96 | 48.02 | 80 | 0 |  |  | 0
1977-11-05 | Nov | 18:00 | 53.96 | 48.92 | 83 | 0 |  |  | 0
1977-11-05 | Nov | 19:00 | 53.06 | 48.92 | 86 | 0 |  |  | 0
1977-11-05 | Nov | 20:00 | 53.96 | 48.92 | 83 | 0 |  |  | 0
1977-11-05 | Nov | 21:00 | 53.06 | 50 | 90 | 0 |  |  | 0
1977-11-05 | Nov | 22:00 | 53.96 | 50 | 86 | 0 |  |  | 0
1977-11-05 | Nov | 23:00 | 53.96 | 50 | 86 | 0 |  |  | 0
1977-11-05 | Nov | 24:00 | 55.04 | 50 | 83 | 0 | 0 |  | 0
1977-11-06 | Nov | 1:00 | 55.04 | 51.08 | 86 | 0 |  |  | 0
1977-11-06 | Nov | 2:00 | 55.04 | 51.08 | 86 | 0 |  |  | 0
1977-11-06 | Nov | 3:00 | 55.04 | 51.98 | 90 | 0 |  |  | 0
1977-11-06 | Nov | 4:00 | 55.04 | 51.98 | 90 | 0 |  |  | 0
1977-11-06 | Nov | 5:00 | 53.96 | 51.98 | 93 | 0 |  |  | 0
1977-11-06 | Nov | 6:00 | 53.96 | 51.08 | 90 | 0 |  |  | 0
1977-11-06 | Nov | 7:00 | 53.06 | 51.08 | 93 | 0 |  |  | 0
1977-11-06 | Nov | 8:00 | 53.96 | 51.08 | 90 | 0 |  |  | 0
1977-11-06 | Nov | 9:00 | 55.04 | 51.08 | 86 | 0 |  |  | 0
1977-11-06 | Nov | 10:00 | 55.04 | 51.08 | 86 | 0 |  |  | 0
1977-11-06 | Nov | 11:00 | 57.02 | 51.98 | 83 | 0 |  |  | 0
1977-11-06 | Nov | 12:00 | 59 | 53.06 | 81 | 0 |  |  | 0
1977-11-06 | Nov | 13:00 | 57.92 | 53.06 | 84 | 0 |  |  | 0
1977-11-06 | Nov | 14:00 | 57.02 | 53.06 | 87 | 0 |  |  | 0
1977-11-06 | Nov | 15:00 | 57.02 | 53.06 | 87 | 0 |  |  | 0
1977-11-06 | Nov | 16:00 | 55.94 | 53.06 | 90 | 0 |  |  | 0
1977-11-06 | Nov | 17:00 | 55.04 | 53.06 | 93 | 0 |  |  | 0
1977-11-06 | Nov | 18:00 | 55.04 | 53.06 | 93 | 0 |  |  | 0
1977-11-06 | Nov | 19:00 | 55.04 | 53.06 | 93 | 0 |  |  | 0
1977-11-06 | Nov | 20:00 | 55.04 | 53.96 | 96 | 0 |  |  | 0
1977-11-06 | Nov | 21:00 | 55.04 | 53.96 | 96 | 0 |  |  | 0
1977-11-06 | Nov | 22:00 | 55.94 | 55.04 | 96 | 0 |  |  | 0
1977-11-06 | Nov | 23:00 | 57.02 | 55.94 | 96 | 0 |  |  | 0
1977-11-06 | Nov | 24:00 | 57.02 | 55.94 | 96 | 0 | 0 |  | 0
1977-11-07 | Nov | 1:00 | 57.02 | 57.02 | 100 | 0 |  |  | 0
1977-11-07 | Nov | 2:00 | 57.02 | 57.02 | 100 | 0 |  |  | 0
1977-11-07 | Nov | 3:00 | 57.92 | 57.02 | 96 | 0 |  |  | 0
1977-11-07 | Nov | 4:00 | 57.02 | 55.94 | 96 | 0 |  |  | 0
1977-11-07 | Nov | 5:00 | 55.04 | 55.04 | 100 | 0 |  |  | 0
1977-11-07 | Nov | 6:00 | 55.94 | 55.04 | 96 | 0 |  |  | 0
1977-11-07 | Nov | 7:00 | 55.04 | 55.04 | 100 | 0 |  |  | 0
1977-11-07 | Nov | 8:00 | 55.04 | 55.04 | 100 | 0 |  |  | 0
1977-11-07 | Nov | 9:00 | 55.04 | 55.04 | 100 | 0 |  |  | 0
1977-11-07 | Nov | 10:00 | 55.04 | 55.04 | 100 | 0 |  |  | 0
1977-11-07 | Nov | 11:00 | 57.02 | 55.94 | 96 | 0 |  |  | 0
1977-11-07 | Nov | 12:00 | 57.02 | 55.94 | 96 | 0 |  |  | 0
1977-11-07 | Nov | 13:00 | 57.02 | 57.02 | 100 | 0 |  |  | 0
1977-11-07 | Nov | 14:00 | 57.92 | 57.02 | 96 | 0 |  |  | 0
1977-11-07 | Nov | 15:00 | 57.02 | 55.94 | 96 | 0 |  |  | 0
1977-11-07 | Nov | 16:00 | 57.02 | 55.94 | 96 | 0 |  |  | 0
1977-11-07 | Nov | 17:00 | 55.94 | 55.94 | 100 | 0 |  |  | 0
1977-11-07 | Nov | 18:00 | 55.94 | 55.04 | 96 | 0 |  |  | 0
1977-11-07 | Nov | 19:00 | 55.94 | 55.04 | 96 | 0 |  |  | 0
1977-11-07 | Nov | 20:00 | 55.94 | 55.04 | 96 | 0 |  |  | 0
1977-11-07 | Nov | 21:00 | 55.94 | 55.04 | 96 | 0 |  |  | 0
1977-11-07 | Nov | 22:00 | 55.94 | 55.04 | 96 | 0 |  |  | 0
1977-11-07 | Nov | 23:00 | 55.94 | 55.04 | 96 | 0 |  |  | 0
1977-11-07 | Nov | 24:00 | 55.94 | 55.94 | 100 | 0 | 0 |  | 0
1977-11-08 | Nov | 1:00 | 57.02 | 55.94 | 96 | 0 |  |  | 0
1977-11-08 | Nov | 2:00 | 57.02 | 55.94 | 96 | 0 |  |  | 0
1977-11-08 | Nov | 3:00 | 57.02 | 55.94 | 96 | 0 |  |  | 0
1977-11-08 | Nov | 4:00 | 57.02 | 55.94 | 96 | 0 |  |  | 0
1977-11-08 | Nov | 5:00 | 57.02 | 57.02 | 100 | 0 |  |  | 0
1977-11-08 | Nov | 6:00 | 57.02 | 55.94 | 96 | 0 |  |  | 0
1977-11-08 | Nov | 7:00 | 57.02 | 55.94 | 96 | 0 |  |  | 0
1977-11-08 | Nov | 8:00 | 57.92 | 57.02 | 96 | 0 |  |  | 0
1977-11-08 | Nov | 9:00 | 57.92 | 57.02 | 96 | 0 |  |  | 0
1977-11-08 | Nov | 10:00 | 60.08 | 57.92 | 93 | 0 |  |  | 0
1977-11-08 | Nov | 11:00 | 60.98 | 59 | 93 | 0 |  |  | 0
1977-11-08 | Nov | 12:00 | 62.96 | 60.08 | 90 | 0 |  |  | 0
1977-11-08 | Nov | 13:00 | 62.96 | 59 | 87 | 0 |  |  | 0
1977-11-08 | Nov | 14:00 | 60.98 | 57.92 | 90 | 0 |  |  | 0
1977-11-08 | Nov | 15:00 | 60.98 | 57.92 | 90 | 0 |  |  | 0
1977-11-08 | Nov | 16:00 | 60.98 | 57.92 | 90 | 0 |  |  | 0
1977-11-08 | Nov | 17:00 | 62.06 | 59 | 90 | 0 |  |  | 0
1977-11-08 | Nov | 18:00 | 62.06 | 59 | 90 | 0 |  |  | 0
1977-11-08 | Nov | 19:00 | 62.06 | 60.08 | 93 | 0 |  |  | 0
1977-11-08 | Nov | 20:00 | 60.98 | 60.08 | 97 | 0 |  |  | 0
1977-11-08 | Nov | 21:00 | 62.06 | 60.08 | 93 | 0 |  |  | 0
1977-11-08 | Nov | 22:00 | 60.98 | 59 | 93 | 0 |  |  | 0
1977-11-08 | Nov | 23:00 | 60.98 | 59 | 93 | 0 |  |  | 0
1977-11-08 | Nov | 24:00 | 60.98 | 59 | 93 | 0 | 0 |  | 0
1977-11-09 | Nov | 1:00 | 60.98 | 59 | 93 | 0 |  |  | 0
1977-11-09 | Nov | 2:00 | 60.98 | 57.92 | 90 | 0 |  |  | 0
1977-11-09 | Nov | 3:00 | 60.98 | 57.92 | 90 | 0 |  |  | 0
1977-11-09 | Nov | 4:00 | 60.98 | 57.02 | 87 | 0 |  |  | 0
1977-11-09 | Nov | 5:00 | 60.98 | 57.02 | 87 | 0 |  |  | 0
1977-11-09 | Nov | 6:00 | 60.98 | 57.02 | 87 | 0 |  |  | 0
1977-11-09 | Nov | 7:00 | 62.06 | 57.92 | 87 | 0 |  |  | 0
1977-11-09 | Nov | 8:00 | 62.96 | 57.92 | 84 | 0 |  |  | 0
1977-11-09 | Nov | 9:00 | 62.96 | 59 | 87 | 0 |  |  | 0
1977-11-09 | Nov | 10:00 | 59 | 53.96 | 84 | 0 |  |  | 0
1977-11-09 | Nov | 11:00 | 59 | 53.96 | 84 | 0 |  |  | 0
1977-11-09 | Nov | 12:00 | 62.06 | 53.96 | 75 | 0 |  |  | 0
1977-11-09 | Nov | 13:00 | 64.04 | 50 | 61 | 0 |  |  | 0
1977-11-09 | Nov | 14:00 | 64.94 | 50 | 59 | 0 |  |  | 0
1977-11-09 | Nov | 15:00 | 64.94 | 48.02 | 54 | 0 |  |  | 0
1977-11-09 | Nov | 16:00 | 62.06 | 46.94 | 58 | 0 |  |  | 0
1977-11-09 | Nov | 17:00 | 60.98 | 48.02 | 63 | 0 |  |  | 0
1977-11-09 | Nov | 18:00 | 53.96 | 50 | 86 | 0 |  |  | 0
1977-11-09 | Nov | 19:00 | 44.96 | 39.92 | 83 | 0 |  |  | 0
1977-11-09 | Nov | 20:00 | 42.98 | 35.06 | 73 | 0 |  |  | 0
1977-11-09 | Nov | 21:00 | 41 | 30.92 | 68 | 0 |  |  | 0
1977-11-09 | Nov | 22:00 | 39.02 | 26.96 | 62 | 0 |  |  | 0
1977-11-09 | Nov | 23:00 | 37.94 | 28.04 | 67 | 0 |  |  | 0
1977-11-09 | Nov | 24:00 | 37.94 | 26.96 | 65 | 0 | 0 |  | 0
1977-11-10 | Nov | 1:00 | 37.94 | 24.98 | 60 | 0 |  |  | 0
1977-11-10 | Nov | 2:00 | 37.04 | 24.08 | 59 | 0 |  |  | 0
1977-11-10 | Nov | 3:00 | 37.04 | 24.08 | 59 | 0 |  |  | 0
1977-11-10 | Nov | 4:00 | 35.96 | 24.08 | 62 | 0 |  |  | 0
1977-11-10 | Nov | 5:00 | 35.06 | 21.92 | 59 | 0 |  |  | 0
1977-11-10 | Nov | 6:00 | 35.06 | 24.08 | 64 | 0 |  |  | 0
1977-11-10 | Nov | 7:00 | 35.06 | 26.06 | 70 | 0 |  |  | 0
1977-11-10 | Nov | 8:00 | 35.06 | 26.96 | 73 | 0 |  |  | 0
1977-11-10 | Nov | 9:00 | 35.06 | 26.96 | 73 | 0 |  |  | 0
1977-11-10 | Nov | 10:00 | 35.06 | 28.04 | 76 | 0 |  |  | 0
1977-11-10 | Nov | 11:00 | 35.06 | 28.94 | 79 | 0 |  |  | 0
1977-11-10 | Nov | 12:00 | 35.06 | 26.96 | 73 | 0 |  |  | 0
1977-11-10 | Nov | 13:00 | 35.06 | 26.96 | 73 | 0 |  |  | 0
1977-11-10 | Nov | 14:00 | 35.06 | 26.96 | 73 | 0 |  |  | 0
1977-11-10 | Nov | 15:00 | 35.96 | 26.06 | 67 | 0 |  |  | 0
1977-11-10 | Nov | 16:00 | 35.06 | 24.98 | 67 | 0 |  |  | 0
1977-11-10 | Nov | 17:00 | 35.06 | 24.98 | 67 | 0 |  |  | 0
1977-11-10 | Nov | 18:00 | 35.06 | 24.98 | 67 | 0 |  |  | 0
1977-11-10 | Nov | 19:00 | 35.06 | 24.08 | 64 | 0 |  |  | 0
1977-11-10 | Nov | 20:00 | 35.06 | 24.98 | 67 | 0 |  |  | 0
1977-11-10 | Nov | 21:00 | 35.06 | 24.98 | 67 | 0 |  |  | 0
1977-11-10 | Nov | 22:00 | 35.06 | 26.06 | 70 | 0 |  |  | 0
1977-11-10 | Nov | 23:00 | 35.96 | 24.98 | 64 | 0 |  |  | 0
1977-11-10 | Nov | 24:00 | 37.04 | 23 | 57 | 0 | 0 |  | 0
1977-11-11 | Nov | 1:00 | 35.96 | 24.08 | 62 | 0 |  |  | 0
1977-11-11 | Nov | 2:00 | 35.96 | 24.98 | 64 | 0 |  |  | 0
1977-11-11 | Nov | 3:00 | 35.06 | 24.08 | 64 | 0 |  |  | 0
1977-11-11 | Nov | 4:00 | 33.98 | 24.08 | 67 | 0 |  |  | 0
1977-11-11 | Nov | 5:00 | 33.08 | 23 | 67 | 0 |  |  | 0
1977-11-11 | Nov | 6:00 | 33.08 | 23 | 67 | 0 |  |  | 0
1977-11-11 | Nov | 7:00 | 30.92 | 23 | 72 | 0 |  |  | 0
1977-11-11 | Nov | 8:00 | 32 | 23 | 69 | 0 |  |  | 0
1977-11-11 | Nov | 9:00 | 33.08 | 21.92 | 64 | 0 |  |  | 0
1977-11-11 | Nov | 10:00 | 35.96 | 23 | 59 | 0 |  |  | 0
1977-11-11 | Nov | 11:00 | 35.96 | 21.92 | 57 | 0 |  |  | 0
1977-11-11 | Nov | 12:00 | 39.02 | 23 | 53 | 0 |  |  | 0
1977-11-11 | Nov | 13:00 | 37.04 | 21.02 | 52 | 0 |  |  | 0
1977-11-11 | Nov | 14:00 | 37.94 | 21.92 | 53 | 0 |  |  | 0
1977-11-11 | Nov | 15:00 | 37.04 | 21.02 | 52 | 0 |  |  | 0
1977-11-11 | Nov | 16:00 | 37.04 | 21.02 | 52 | 0 |  |  | 0
1977-11-11 | Nov | 17:00 | 35.06 | 21.92 | 59 | 0 |  |  | 0
1977-11-11 | Nov | 18:00 | 32 | 21.92 | 67 | 0 |  |  | 0
1977-11-11 | Nov | 19:00 | 30.92 | 21.92 | 69 | 0 |  |  | 0
1977-11-11 | Nov | 20:00 | 28.94 | 21.92 | 75 | 0 |  |  | 0
1977-11-11 | Nov | 21:00 | 28.94 | 21.02 | 72 | 0 |  |  | 0
1977-11-11 | Nov | 22:00 | 30.02 | 19.94 | 66 | 0 |  |  | 0
1977-11-11 | Nov | 23:00 | 28.94 | 19.04 | 66 | 0 |  |  | 0
1977-11-11 | Nov | 24:00 | 28.04 | 19.04 | 69 | 0 | 0 |  | 0
1977-11-12 | Nov | 1:00 | 26.96 | 19.04 | 72 | 0 |  |  | 0
1977-11-12 | Nov | 2:00 | 28.04 | 19.04 | 69 | 0 |  |  | 0
1977-11-12 | Nov | 3:00 | 26.96 | 19.04 | 72 | 0 |  |  | 0
1977-11-12 | Nov | 4:00 | 26.06 | 19.04 | 75 | 0 |  |  | 0
1977-11-12 | Nov | 5:00 | 24.08 | 19.04 | 81 | 0 |  |  | 0
1977-11-12 | Nov | 6:00 | 24.98 | 17.06 | 72 | 0 |  |  | 0
1977-11-12 | Nov | 7:00 | 24.08 | 17.96 | 78 | 0 |  |  | 0
1977-11-12 | Nov | 8:00 | 26.96 | 15.98 | 63 | 0 |  |  | 0
1977-11-12 | Nov | 9:00 | 30.02 | 17.06 | 58 | 0 |  |  | 0
1977-11-12 | Nov | 10:00 | 33.98 | 17.06 | 50 | 0 |  |  | 0
1977-11-12 | Nov | 11:00 | 35.06 | 14 | 42 | 0 |  |  | 0
1977-11-12 | Nov | 12:00 | 37.04 | 15.08 | 41 | 0 |  |  | 0
1977-11-12 | Nov | 13:00 | 35.96 | 15.98 | 44 | 0 |  |  | 0
1977-11-12 | Nov | 14:00 | 37.04 | 17.96 | 46 | 0 |  |  | 0
1977-11-12 | Nov | 15:00 | 35.96 | 17.06 | 46 | 0 |  |  | 0
1977-11-12 | Nov | 16:00 | 35.96 | 17.06 | 46 | 0 |  |  | 0
1977-11-12 | Nov | 17:00 | 32 | 17.06 | 54 | 0 |  |  | 0
1977-11-12 | Nov | 18:00 | 30.92 | 17.96 | 59 | 0 |  |  | 0
1977-11-12 | Nov | 19:00 | 30.92 | 17.96 | 59 | 0 |  |  | 0
1977-11-12 | Nov | 20:00 | 28.04 | 17.96 | 66 | 0 |  |  | 0
1977-11-12 | Nov | 21:00 | 28.04 | 17.96 | 66 | 0 |  |  | 0
1977-11-12 | Nov | 22:00 | 28.04 | 17.96 | 66 | 0 |  |  | 0
1977-11-12 | Nov | 23:00 | 26.06 | 17.96 | 72 | 0 |  |  | 0
1977-11-12 | Nov | 24:00 | 24.98 | 17.96 | 75 | 0 | 0 |  | 0
1977-11-13 | Nov | 1:00 | 24.98 | 19.04 | 78 | 0 |  |  | 0
1977-11-13 | Nov | 2:00 | 26.06 | 19.94 | 78 | 0 |  |  | 0
1977-11-13 | Nov | 3:00 | 26.96 | 21.02 | 78 | 0 |  |  | 0
1977-11-13 | Nov | 4:00 | 28.94 | 21.92 | 75 | 0 |  |  | 0
1977-11-13 | Nov | 5:00 | 28.04 | 21.92 | 78 | 0 |  |  | 0
1977-11-13 | Nov | 6:00 | 26.96 | 21.92 | 81 | 0 |  |  | 0
1977-11-13 | Nov | 7:00 | 24.08 | 21.02 | 88 | 0 |  |  | 0
1977-11-13 | Nov | 8:00 | 30.02 | 23 | 75 | 0 |  |  | 0
1977-11-13 | Nov | 9:00 | 33.08 | 24.98 | 72 | 0 |  |  | 0
1977-11-13 | Nov | 10:00 | 37.94 | 26.06 | 62 | 0 |  |  | 0
1977-11-13 | Nov | 11:00 | 39.92 | 24.98 | 55 | 0 |  |  | 0
1977-11-13 | Nov | 12:00 | 39.92 | 26.06 | 57 | 0 |  |  | 0
1977-11-13 | Nov | 13:00 | 39.92 | 24.08 | 53 | 0 |  |  | 0
1977-11-13 | Nov | 14:00 | 39.92 | 24.08 | 53 | 0 |  |  | 0
1977-11-13 | Nov | 15:00 | 39.92 | 24.08 | 53 | 0 |  |  | 0
1977-11-13 | Nov | 16:00 | 39.02 | 24.08 | 55 | 0 |  |  | 0
1977-11-13 | Nov | 17:00 | 37.94 | 24.98 | 60 | 0 |  |  | 0
1977-11-13 | Nov | 18:00 | 37.94 | 24.98 | 60 | 0 |  |  | 0
1977-11-13 | Nov | 19:00 | 37.94 | 26.06 | 62 | 0 |  |  | 0
1977-11-13 | Nov | 20:00 | 37.04 | 26.06 | 65 | 0 |  |  | 0
1977-11-13 | Nov | 21:00 | 37.04 | 24.98 | 62 | 0 |  |  | 0
1977-11-13 | Nov | 22:00 | 37.04 | 24.08 | 59 | 0 |  |  | 0
1977-11-13 | Nov | 23:00 | 35.06 | 28.04 | 76 | 0 |  |  | 0
1977-11-13 | Nov | 24:00 | 33.98 | 30.92 | 89 | 0 | 0 |  | 0
1977-11-14 | Nov | 1:00 | 33.98 | 30.92 | 89 | 0 |  |  | 0
1977-11-14 | Nov | 2:00 | 33.98 | 30.02 | 85 | 0 |  |  | 0
1977-11-14 | Nov | 3:00 | 35.06 | 30.02 | 82 | 0 |  |  | 0
1977-11-14 | Nov | 4:00 | 35.06 | 28.94 | 79 | 0 |  |  | 0
1977-11-14 | Nov | 5:00 | 35.96 | 28.94 | 76 | 0 |  |  | 0
1977-11-14 | Nov | 6:00 | 35.96 | 28.94 | 76 | 0 |  |  | 0
1977-11-14 | Nov | 7:00 | 33.98 | 28.04 | 79 | 0 |  |  | 0
1977-11-14 | Nov | 8:00 | 35.96 | 28.94 | 76 | 0 |  |  | 0
1977-11-14 | Nov | 9:00 | 39.02 | 30.02 | 70 | 0 |  |  | 0
1977-11-14 | Nov | 10:00 | 42.08 | 30.92 | 65 | 0 |  |  | 0
1977-11-14 | Nov | 11:00 | 44.96 | 30.92 | 58 | 0 |  |  | 0
1977-11-14 | Nov | 12:00 | 48.02 | 32 | 54 | 0 |  |  | 0
1977-11-14 | Nov | 13:00 | 51.08 | 32 | 48 | 0 |  |  | 0
1977-11-14 | Nov | 14:00 | 51.98 | 33.98 | 50 | 0 |  |  | 0
1977-11-14 | Nov | 15:00 | 53.06 | 35.96 | 53 | 0 |  |  | 0
1977-11-14 | Nov | 16:00 | 48.92 | 35.96 | 61 | 0 |  |  | 0
1977-11-14 | Nov | 17:00 | 44.96 | 35.96 | 71 | 0 |  |  | 0
1977-11-14 | Nov | 18:00 | 44.06 | 37.04 | 76 | 0 |  |  | 0
1977-11-14 | Nov | 19:00 | 44.06 | 39.02 | 83 | 0 |  |  | 0
1977-11-14 | Nov | 20:00 | 44.06 | 39.02 | 83 | 0 |  |  | 0
1977-11-14 | Nov | 21:00 | 42.98 | 37.94 | 83 | 0 |  |  | 0
1977-11-14 | Nov | 22:00 | 46.04 | 41 | 83 | 0 |  |  | 0
1977-11-14 | Nov | 23:00 | 42.98 | 39.02 | 86 | 0 |  |  | 0
1977-11-14 | Nov | 24:00 | 42.98 | 39.02 | 86 | 0 | 0 |  | 0
1977-11-15 | Nov | 1:00 | 46.94 | 41 | 80 | 0 |  |  | 0
1977-11-15 | Nov | 2:00 | 48.02 | 41 | 77 | 0 |  |  | 0
1977-11-15 | Nov | 3:00 | 44.06 | 39.92 | 86 | 0 |  |  | 0
1977-11-15 | Nov | 4:00 | 50 | 42.98 | 77 | 0 |  |  | 0
1977-11-15 | Nov | 5:00 | 46.94 | 44.06 | 89 | 0 |  |  | 0
1977-11-15 | Nov | 6:00 | 48.92 | 44.96 | 86 | 0 |  |  | 0
1977-11-15 | Nov | 7:00 | 50 | 44.96 | 83 | 0 |  |  | 0
1977-11-15 | Nov | 8:00 | 51.98 | 44.96 | 77 | 0 |  |  | 0
1977-11-15 | Nov | 9:00 | 51.98 | 44.96 | 77 | 0 |  |  | 0
1977-11-15 | Nov | 10:00 | 55.94 | 46.94 | 72 | 0 |  |  | 0
1977-11-15 | Nov | 11:00 | 60.08 | 46.94 | 62 | 0 |  |  | 0
1977-11-15 | Nov | 12:00 | 60.08 | 42.98 | 54 | 0 |  |  | 0
1977-11-15 | Nov | 13:00 | 57.02 | 37.94 | 49 | 0 |  |  | 0
1977-11-15 | Nov | 14:00 | 57.92 | 35.96 | 44 | 0 |  |  | 0
1977-11-15 | Nov | 15:00 | 59 | 35.96 | 42 | 0 |  |  | 0
1977-11-15 | Nov | 16:00 | 57.92 | 37.04 | 46 | 0 |  |  | 0
1977-11-15 | Nov | 17:00 | 55.04 | 35.96 | 49 | 0 |  |  | 0
1977-11-15 | Nov | 18:00 | 53.96 | 35.96 | 51 | 0 |  |  | 0
1977-11-15 | Nov | 19:00 | 50 | 39.02 | 66 | 0 |  |  | 0
1977-11-15 | Nov | 20:00 | 48.92 | 42.08 | 77 | 0 |  |  | 0
1977-11-15 | Nov | 21:00 | 51.98 | 46.04 | 80 | 0 |  |  | 0
1977-11-15 | Nov | 22:00 | 55.04 | 51.08 | 86 | 0 |  |  | 0
1977-11-15 | Nov | 23:00 | 55.04 | 51.98 | 90 | 0 |  |  | 0
1977-11-15 | Nov | 24:00 | 53.96 | 51.08 | 90 | 0 | 0 |  | 0
1977-11-16 | Nov | 1:00 | 51.98 | 46.94 | 83 | 0 |  |  | 0
1977-11-16 | Nov | 2:00 | 46.94 | 35.96 | 66 | 0 |  |  | 0
1977-11-16 | Nov | 3:00 | 44.96 | 35.96 | 71 | 0 |  |  | 0
1977-11-16 | Nov | 4:00 | 44.96 | 37.04 | 74 | 0 |  |  | 0
1977-11-16 | Nov | 5:00 | 42.98 | 35.96 | 76 | 0 |  |  | 0
1977-11-16 | Nov | 6:00 | 39.02 | 33.98 | 82 | 0 |  |  | 0
1977-11-16 | Nov | 7:00 | 37.04 | 33.08 | 85 | 0 |  |  | 0
1977-11-16 | Nov | 8:00 | 37.94 | 33.08 | 82 | 0 |  |  | 0
1977-11-16 | Nov | 9:00 | 44.06 | 35.06 | 71 | 0 |  |  | 0
1977-11-16 | Nov | 10:00 | 48.92 | 35.06 | 59 | 0 |  |  | 0
1977-11-16 | Nov | 11:00 | 50 | 32 | 50 | 0 |  |  | 0
1977-11-16 | Nov | 12:00 | 50 | 30.92 | 48 | 0 |  |  | 0
1977-11-16 | Nov | 13:00 | 53.06 | 30.92 | 43 | 0 |  |  | 0
1977-11-16 | Nov | 14:00 | 53.06 | 30.02 | 41 | 0 |  |  | 0
1977-11-16 | Nov | 15:00 | 51.08 | 30.02 | 45 | 0 |  |  | 0
1977-11-16 | Nov | 16:00 | 48.02 | 32 | 54 | 0 |  |  | 0
1977-11-16 | Nov | 17:00 | 48.02 | 30.92 | 52 | 0 |  |  | 0
1977-11-16 | Nov | 18:00 | 46.04 | 32 | 58 | 0 |  |  | 0
1977-11-16 | Nov | 19:00 | 46.04 | 30.92 | 56 | 0 |  |  | 0
1977-11-16 | Nov | 20:00 | 44.96 | 33.08 | 63 | 0 |  |  | 0
1977-11-16 | Nov | 21:00 | 44.96 | 33.98 | 65 | 0 |  |  | 0
1977-11-16 | Nov | 22:00 | 44.96 | 35.06 | 68 | 0 |  |  | 0
1977-11-16 | Nov | 23:00 | 44.06 | 35.96 | 74 | 0 |  |  | 0
1977-11-16 | Nov | 24:00 | 42.98 | 35.96 | 76 | 0 | 0 |  | 0
1977-11-17 | Nov | 1:00 | 42.08 | 35.96 | 79 | 0 |  |  | 0
1977-11-17 | Nov | 2:00 | 41 | 35.96 | 82 | 0 |  |  | 0
1977-11-17 | Nov | 3:00 | 41 | 35.06 | 79 | 0 |  |  | 0
1977-11-17 | Nov | 4:00 | 37.94 | 33.98 | 86 | 0 |  |  | 0
1977-11-17 | Nov | 5:00 | 37.04 | 33.98 | 89 | 0 |  |  | 0
1977-11-17 | Nov | 6:00 | 35.06 | 33.08 | 92 | 0 |  |  | 0
1977-11-17 | Nov | 7:00 | 33.98 | 32 | 92 | 0 |  |  | 0
1977-11-17 | Nov | 8:00 | 35.96 | 32 | 85 | 0 |  |  | 0
1977-11-17 | Nov | 9:00 | 37.94 | 32 | 79 | 0 |  |  | 0
1977-11-17 | Nov | 10:00 | 41 | 32 | 70 | 0 |  |  | 0
1977-11-17 | Nov | 11:00 | 44.96 | 30.02 | 56 | 0 |  |  | 0
1977-11-17 | Nov | 12:00 | 44.96 | 26.96 | 49 | 0 |  |  | 0
1977-11-17 | Nov | 13:00 | 42.98 | 28.04 | 56 | 0 |  |  | 0
1977-11-17 | Nov | 14:00 | 42.08 | 28.04 | 58 | 0 |  |  | 0
1977-11-17 | Nov | 15:00 | 42.08 | 26.96 | 55 | 0 |  |  | 0
1977-11-17 | Nov | 16:00 | 42.08 | 26.96 | 55 | 0 |  |  | 0
1977-11-17 | Nov | 17:00 | 42.08 | 26.96 | 55 | 0 |  |  | 0
1977-11-17 | Nov | 18:00 | 42.98 | 26.96 | 53 | 0 |  |  | 0
1977-11-17 | Nov | 19:00 | 42.08 | 26.96 | 55 | 0 |  |  | 0
1977-11-17 | Nov | 20:00 | 39.02 | 26.96 | 62 | 0 |  |  | 0
1977-11-17 | Nov | 21:00 | 39.02 | 26.06 | 60 | 0 |  |  | 0
1977-11-17 | Nov | 22:00 | 39.02 | 26.06 | 60 | 0 |  |  | 0
1977-11-17 | Nov | 23:00 | 37.94 | 24.98 | 60 | 0 |  |  | 0
1977-11-17 | Nov | 24:00 | 37.94 | 24.98 | 60 | 0 | 0 |  | 0
1977-11-18 | Nov | 1:00 | 37.94 | 26.06 | 62 | 0 |  |  | 0
1977-11-18 | Nov | 2:00 | 37.94 | 26.06 | 62 | 0 |  |  | 0
1977-11-18 | Nov | 3:00 | 37.04 | 24.98 | 62 | 0 |  |  | 0
1977-11-18 | Nov | 4:00 | 37.04 | 24.98 | 62 | 0 |  |  | 0
1977-11-18 | Nov | 5:00 | 35.96 | 24.98 | 64 | 0 |  |  | 0
1977-11-18 | Nov | 6:00 | 35.96 | 24.98 | 64 | 0 |  |  | 0
1977-11-18 | Nov | 7:00 | 35.96 | 24.08 | 62 | 0 |  |  | 0
1977-11-18 | Nov | 8:00 | 35.96 | 24.08 | 62 | 0 |  |  | 0
1977-11-18 | Nov | 9:00 | 35.96 | 24.08 | 62 | 0 |  |  | 0
1977-11-18 | Nov | 10:00 | 37.04 | 23 | 57 | 0 |  |  | 0
1977-11-18 | Nov | 11:00 | 39.02 | 23 | 53 | 0 |  |  | 0
1977-11-18 | Nov | 12:00 | 41 | 21.92 | 47 | 0 |  |  | 0
1977-11-18 | Nov | 13:00 | 42.98 | 24.08 | 47 | 0 |  |  | 0
1977-11-18 | Nov | 14:00 | 42.08 | 24.98 | 51 | 0 |  |  | 0
1977-11-18 | Nov | 15:00 | 42.98 | 24.08 | 47 | 0 |  |  | 0
1977-11-18 | Nov | 16:00 | 42.08 | 24.08 | 49 | 0 |  |  | 0
1977-11-18 | Nov | 17:00 | 37.04 | 24.08 | 59 | 0 |  |  | 0
1977-11-18 | Nov | 18:00 | 35.06 | 24.98 | 67 | 0 |  |  | 0
1977-11-18 | Nov | 19:00 | 35.06 | 24.98 | 67 | 0 |  |  | 0
1977-11-18 | Nov | 20:00 | 37.04 | 26.06 | 65 | 0 |  |  | 0
1977-11-18 | Nov | 21:00 | 35.96 | 26.06 | 67 | 0 |  |  | 0
1977-11-18 | Nov | 22:00 | 35.96 | 26.06 | 67 | 0 |  |  | 0
1977-11-18 | Nov | 23:00 | 35.06 | 26.96 | 73 | 0 |  |  | 0
1977-11-18 | Nov | 24:00 | 35.06 | 26.96 | 73 | 0 | 0 |  | 0
1977-11-19 | Nov | 1:00 | 30.92 | 26.06 | 82 | 0 |  |  | 0
1977-11-19 | Nov | 2:00 | 32 | 26.06 | 79 | 0 |  |  | 0
1977-11-19 | Nov | 3:00 | 33.98 | 26.96 | 76 | 0 |  |  | 0
1977-11-19 | Nov | 4:00 | 32 | 24.98 | 75 | 0 |  |  | 0
1977-11-19 | Nov | 5:00 | 33.08 | 24.98 | 72 | 0 |  |  | 0
1977-11-19 | Nov | 6:00 | 33.98 | 24.98 | 70 | 0 |  |  | 0
1977-11-19 | Nov | 7:00 | 35.06 | 28.04 | 76 | 0 |  |  | 0
1977-11-19 | Nov | 8:00 | 37.94 | 30.02 | 73 | 0 |  |  | 0
1977-11-19 | Nov | 9:00 | 41 | 32 | 70 | 0 |  |  | 0
1977-11-19 | Nov | 10:00 | 42.08 | 33.08 | 71 | 0 |  |  | 0
1977-11-19 | Nov | 11:00 | 44.06 | 33.08 | 65 | 0 |  |  | 0
1977-11-19 | Nov | 12:00 | 44.96 | 33.08 | 63 | 0 |  |  | 0
1977-11-19 | Nov | 13:00 | 46.04 | 30.92 | 56 | 0 |  |  | 0
1977-11-19 | Nov | 14:00 | 44.96 | 33.08 | 63 | 0 |  |  | 0
1977-11-19 | Nov | 15:00 | 44.96 | 33.08 | 63 | 0 |  |  | 0
1977-11-19 | Nov | 16:00 | 44.96 | 32 | 60 | 0 |  |  | 0
1977-11-19 | Nov | 17:00 | 44.06 | 33.98 | 68 | 0 |  |  | 0
1977-11-19 | Nov | 18:00 | 42.08 | 37.04 | 83 | 0 |  |  | 0
1977-11-19 | Nov | 19:00 | 42.08 | 35.96 | 79 | 0 |  |  | 0
1977-11-19 | Nov | 20:00 | 41 | 37.04 | 86 | 0 |  |  | 0
1977-11-19 | Nov | 21:00 | 42.08 | 37.04 | 83 | 0 |  |  | 0
1977-11-19 | Nov | 22:00 | 42.98 | 35.96 | 76 | 0 |  |  | 0
1977-11-19 | Nov | 23:00 | 42.08 | 33.98 | 73 | 0 |  |  | 0
1977-11-19 | Nov | 24:00 | 42.08 | 35.06 | 76 | 0 | 0 |  | 0
1977-11-20 | Nov | 1:00 | 42.98 | 35.06 | 73 | 0 |  |  | 0
1977-11-20 | Nov | 2:00 | 44.96 | 35.96 | 71 | 0 |  |  | 0
1977-11-20 | Nov | 3:00 | 44.06 | 37.94 | 80 | 0 |  |  | 0
1977-11-20 | Nov | 4:00 | 44.96 | 39.92 | 83 | 0 |  |  | 0
1977-11-20 | Nov | 5:00 | 44.96 | 41 | 86 | 0 |  |  | 0
1977-11-20 | Nov | 6:00 | 46.04 | 42.08 | 86 | 0 |  |  | 0
1977-11-20 | Nov | 7:00 | 48.02 | 44.06 | 86 | 0 |  |  | 0
1977-11-20 | Nov | 8:00 | 48.92 | 44.96 | 86 | 0 |  |  | 0
1977-11-20 | Nov | 9:00 | 51.98 | 46.94 | 83 | 0 |  |  | 0
1977-11-20 | Nov | 10:00 | 51.98 | 48.92 | 90 | 0 |  |  | 0
1977-11-20 | Nov | 11:00 | 53.06 | 48.92 | 86 | 0 |  |  | 0
1977-11-20 | Nov | 12:00 | 53.06 | 48.02 | 83 | 0 |  |  | 0
1977-11-20 | Nov | 13:00 | 53.96 | 50 | 86 | 0 |  |  | 0
1977-11-20 | Nov | 14:00 | 57.02 | 53.06 | 87 | 0 |  |  | 0
1977-11-20 | Nov | 15:00 | 57.92 | 53.96 | 87 | 0 |  |  | 0
1977-11-20 | Nov | 16:00 | 59 | 53.96 | 84 | 0 |  |  | 0
1977-11-20 | Nov | 17:00 | 59 | 53.96 | 84 | 0 |  |  | 0
1977-11-20 | Nov | 18:00 | 53.06 | 44.06 | 72 | 0 |  |  | 0
1977-11-20 | Nov | 19:00 | 50 | 37.04 | 61 | 0 |  |  | 0
1977-11-20 | Nov | 20:00 | 48.92 | 35.96 | 61 | 0 |  |  | 0
1977-11-20 | Nov | 21:00 | 46.04 | 35.06 | 66 | 0 |  |  | 0
1977-11-20 | Nov | 22:00 | 41 | 26.06 | 55 | 0 |  |  | 0
1977-11-20 | Nov | 23:00 | 37.04 | 21.92 | 55 | 0 |  |  | 0
1977-11-20 | Nov | 24:00 | 35.06 | 19.94 | 54 | 0 | 0 |  | 0
1977-11-21 | Nov | 1:00 | 33.08 | 17.96 | 54 | 0 |  |  | 0
1977-11-21 | Nov | 2:00 | 30.92 | 17.96 | 59 | 0 |  |  | 0
1977-11-21 | Nov | 3:00 | 30.02 | 17.96 | 61 | 0 |  |  | 0
1977-11-21 | Nov | 4:00 | 28.04 | 17.06 | 63 | 0 |  |  | 0
1977-11-21 | Nov | 5:00 | 26.96 | 17.06 | 66 | 0 |  |  | 0
1977-11-21 | Nov | 6:00 | 24.98 | 17.06 | 72 | 0 |  |  | 0
1977-11-21 | Nov | 7:00 | 24.08 | 15.98 | 71 | 0 |  |  | 0
1977-11-21 | Nov | 8:00 | 26.06 | 15.98 | 66 | 0 |  |  | 0
1977-11-21 | Nov | 9:00 | 26.96 | 17.06 | 66 | 0 |  |  | 0
1977-11-21 | Nov | 10:00 | 30.02 | 17.06 | 58 | 0 |  |  | 0
1977-11-21 | Nov | 11:00 | 32 | 17.06 | 54 | 0 |  |  | 0
1977-11-21 | Nov | 12:00 | 33.98 | 17.06 | 50 | 0 |  |  | 0
1977-11-21 | Nov | 13:00 | 35.06 | 17.06 | 48 | 0 |  |  | 0
1977-11-21 | Nov | 14:00 | 35.96 | 17.06 | 46 | 0 |  |  | 0
1977-11-21 | Nov | 15:00 | 35.06 | 15.98 | 46 | 0 |  |  | 0
1977-11-21 | Nov | 16:00 | 33.08 | 17.06 | 52 | 0 |  |  | 0
1977-11-21 | Nov | 17:00 | 30.92 | 17.06 | 56 | 0 |  |  | 0
1977-11-21 | Nov | 18:00 | 28.94 | 15.98 | 58 | 0 |  |  | 0
1977-11-21 | Nov | 19:00 | 28.04 | 15.98 | 61 | 0 |  |  | 0
1977-11-21 | Nov | 20:00 | 26.96 | 15.08 | 61 | 0 |  |  | 0
1977-11-21 | Nov | 21:00 | 26.96 | 14 | 58 | 0 |  |  | 0
1977-11-21 | Nov | 22:00 | 24.98 | 12.02 | 58 | 0 |  |  | 0
1977-11-21 | Nov | 23:00 | 24.98 | 10.94 | 55 | 0 |  |  | 0
1977-11-21 | Nov | 24:00 | 24.08 | 10.94 | 58 | 0 | 0 |  | 0
1977-11-22 | Nov | 1:00 | 24.08 | 10.94 | 58 | 0 |  |  | 0
1977-11-22 | Nov | 2:00 | 24.08 | 10.94 | 58 | 0 |  |  | 0
1977-11-22 | Nov | 3:00 | 24.08 | 12.02 | 60 | 0 |  |  | 0
1977-11-22 | Nov | 4:00 | 24.98 | 10.94 | 55 | 0 |  |  | 0
1977-11-22 | Nov | 5:00 | 24.98 | 10.94 | 55 | 0 |  |  | 0
1977-11-22 | Nov | 6:00 | 24.08 | 12.02 | 60 | 0 |  |  | 0
1977-11-22 | Nov | 7:00 | 24.98 | 12.92 | 60 | 0 |  |  | 0
1977-11-22 | Nov | 8:00 | 26.06 | 15.08 | 63 | 0 |  |  | 0
1977-11-22 | Nov | 9:00 | 30.02 | 17.96 | 61 | 0 |  |  | 0
1977-11-22 | Nov | 10:00 | 33.08 | 19.94 | 59 | 0 |  |  | 0
1977-11-22 | Nov | 11:00 | 33.98 | 21.92 | 62 | 0 |  |  | 0
1977-11-22 | Nov | 12:00 | 35.96 | 23 | 59 | 0 |  |  | 0
1977-11-22 | Nov | 13:00 | 37.94 | 21.92 | 53 | 0 |  |  | 0
1977-11-22 | Nov | 14:00 | 39.02 | 21.02 | 48 | 0 |  |  | 0
1977-11-22 | Nov | 15:00 | 39.02 | 21.92 | 51 | 0 |  |  | 0
1977-11-22 | Nov | 16:00 | 37.94 | 23 | 55 | 0 |  |  | 0
1977-11-22 | Nov | 17:00 | 37.94 | 24.08 | 57 | 0 |  |  | 0
1977-11-22 | Nov | 18:00 | 37.94 | 24.98 | 60 | 0 |  |  | 0
1977-11-22 | Nov | 19:00 | 35.96 | 24.08 | 62 | 0 |  |  | 0
1977-11-22 | Nov | 20:00 | 35.06 | 23 | 62 | 0 |  |  | 0
1977-11-22 | Nov | 21:00 | 35.06 | 23 | 62 | 0 |  |  | 0
1977-11-22 | Nov | 22:00 | 37.04 | 24.08 | 59 | 0 |  |  | 0
1977-11-22 | Nov | 23:00 | 35.96 | 24.98 | 64 | 0 |  |  | 0
1977-11-22 | Nov | 24:00 | 35.96 | 26.06 | 67 | 0 | 0 |  | 0
1977-11-23 | Nov | 1:00 | 35.96 | 24.98 | 64 | 0 |  |  | 0
1977-11-23 | Nov | 2:00 | 35.06 | 26.06 | 70 | 0 |  |  | 0
1977-11-23 | Nov | 3:00 | 35.06 | 26.96 | 73 | 0 |  |  | 0
1977-11-23 | Nov | 4:00 | 35.06 | 28.94 | 79 | 0 |  |  | 0
1977-11-23 | Nov | 5:00 | 33.98 | 32 | 92 | 0 |  |  | 0
1977-11-23 | Nov | 6:00 | 33.98 | 33.08 | 96 | 0 |  |  | 0
1977-11-23 | Nov | 7:00 | 35.96 | 33.08 | 89 | 0 |  |  | 0
1977-11-23 | Nov | 8:00 | 35.96 | 33.98 | 92 | 0 |  |  | 0
1977-11-23 | Nov | 9:00 | 35.96 | 33.98 | 92 | 0 |  |  | 0
1977-11-23 | Nov | 10:00 | 35.96 | 33.98 | 92 | 0 |  |  | 0
1977-11-23 | Nov | 11:00 | 35.96 | 33.98 | 92 | 0 |  |  | 0
1977-11-23 | Nov | 12:00 | 37.94 | 35.96 | 93 | 0 |  |  | 0
1977-11-23 | Nov | 13:00 | 37.94 | 35.06 | 89 | 0 |  |  | 0
1977-11-23 | Nov | 14:00 | 37.04 | 33.08 | 85 | 0 |  |  | 0
1977-11-23 | Nov | 15:00 | 37.94 | 33.08 | 82 | 0 |  |  | 0
1977-11-23 | Nov | 16:00 | 35.96 | 30.92 | 82 | 0 |  |  | 0
1977-11-23 | Nov | 17:00 | 35.96 | 30.92 | 82 | 0 |  |  | 0
1977-11-23 | Nov | 18:00 | 37.04 | 30.92 | 79 | 0 |  |  | 0
1977-11-23 | Nov | 19:00 | 35.96 | 30.02 | 79 | 0 |  |  | 0
1977-11-23 | Nov | 20:00 | 35.06 | 30.02 | 82 | 0 |  |  | 0
1977-11-23 | Nov | 21:00 | 35.06 | 30.02 | 82 | 0 |  |  | 0
1977-11-23 | Nov | 22:00 | 33.08 | 28.94 | 85 | 0 |  |  | 0
1977-11-23 | Nov | 23:00 | 33.98 | 28.94 | 82 | 0 |  |  | 0
1977-11-23 | Nov | 24:00 | 35.06 | 28.04 | 76 | 0 | 0 |  | 0
1977-11-24 | Nov | 1:00 | 33.08 | 26.06 | 75 | 0 |  |  | 0
1977-11-24 | Nov | 2:00 | 32 | 24.98 | 75 | 0 |  |  | 0
1977-11-24 | Nov | 3:00 | 33.08 | 24.98 | 72 | 0 |  |  | 0
1977-11-24 | Nov | 4:00 | 33.08 | 24.98 | 72 | 0 |  |  | 0
1977-11-24 | Nov | 5:00 | 33.08 | 24.08 | 70 | 0 |  |  | 0
1977-11-24 | Nov | 6:00 | 32 | 24.08 | 72 | 0 |  |  | 0
1977-11-24 | Nov | 7:00 | 32 | 24.08 | 72 | 0 |  |  | 0
1977-11-24 | Nov | 8:00 | 33.08 | 24.98 | 72 | 0 |  |  | 0
1977-11-24 | Nov | 9:00 | 33.08 | 24.98 | 72 | 0 |  |  | 0
1977-11-24 | Nov | 10:00 | 35.06 | 24.98 | 67 | 0 |  |  | 0
1977-11-24 | Nov | 11:00 | 35.06 | 24.08 | 64 | 0 |  |  | 0
1977-11-24 | Nov | 12:00 | 35.06 | 24.08 | 64 | 0 |  |  | 0
1977-11-24 | Nov | 13:00 | 37.04 | 24.08 | 59 | 0 |  |  | 0
1977-11-24 | Nov | 14:00 | 39.02 | 24.08 | 55 | 0 |  |  | 0
1977-11-24 | Nov | 15:00 | 37.94 | 23 | 55 | 0 |  |  | 0
1977-11-24 | Nov | 16:00 | 35.06 | 23 | 62 | 0 |  |  | 0
1977-11-24 | Nov | 17:00 | 32 | 23 | 69 | 0 |  |  | 0
1977-11-24 | Nov | 18:00 | 30.92 | 23 | 72 | 0 |  |  | 0
1977-11-24 | Nov | 19:00 | 30.02 | 24.08 | 78 | 0 |  |  | 0
1977-11-24 | Nov | 20:00 | 30.02 | 24.08 | 78 | 0 |  |  | 0
1977-11-24 | Nov | 21:00 | 30.92 | 24.08 | 75 | 0 |  |  | 0
1977-11-24 | Nov | 22:00 | 30.92 | 23 | 72 | 0 |  |  | 0
1977-11-24 | Nov | 23:00 | 33.08 | 24.98 | 72 | 0 |  |  | 0
1977-11-24 | Nov | 24:00 | 33.08 | 26.06 | 75 | 0 | 0 |  | 0
1977-11-25 | Nov | 1:00 | 32 | 26.96 | 82 | 0 |  |  | 0
1977-11-25 | Nov | 2:00 | 30.92 | 28.94 | 92 | 0 |  |  | 0
1977-11-25 | Nov | 3:00 | 32 | 28.94 | 89 | 0 |  |  | 0
1977-11-25 | Nov | 4:00 | 30.92 | 28.04 | 89 | 0 |  |  | 0
1977-11-25 | Nov | 5:00 | 30.02 | 26.96 | 89 | 0 |  |  | 0
1977-11-25 | Nov | 6:00 | 30.02 | 26.96 | 89 | 0 |  |  | 0
1977-11-25 | Nov | 7:00 | 28.94 | 26.06 | 89 | 0 |  |  | 0
1977-11-25 | Nov | 8:00 | 28.04 | 24.98 | 89 | 0 |  |  | 0
1977-11-25 | Nov | 9:00 | 24.08 | 19.94 | 85 | 0 |  |  | 0
1977-11-25 | Nov | 10:00 | 21.92 | 17.06 | 81 | 0 |  |  | 0
1977-11-25 | Nov | 11:00 | 19.94 | 15.08 | 81 | 0 |  |  | 0
1977-11-25 | Nov | 12:00 | 19.04 | 12.92 | 77 | 0 |  |  | 0
1977-11-25 | Nov | 13:00 | 19.04 | 10.94 | 71 | 0 |  |  | 0
1977-11-25 | Nov | 14:00 | 19.04 | 10.04 | 68 | 0 |  |  | 0
1977-11-25 | Nov | 15:00 | 17.96 | 8.96 | 68 | 0 |  |  | 0
1977-11-25 | Nov | 16:00 | 19.04 | 10.94 | 71 | 0 |  |  | 0
1977-11-25 | Nov | 17:00 | 17.06 | 10.04 | 74 | 0 |  |  | 0
1977-11-25 | Nov | 18:00 | 17.06 | 8.96 | 71 | 0 |  |  | 0
1977-11-25 | Nov | 19:00 | 15.98 | 8.06 | 71 | 0 |  |  | 0
1977-11-25 | Nov | 20:00 | 15.08 | 6.98 | 70 | 0 |  |  | 0
1977-11-25 | Nov | 21:00 | 12.92 | 5 | 70 | 0 |  |  | 0
1977-11-25 | Nov | 22:00 | 12.02 | 3.92 | 70 | 0 |  |  | 0
1977-11-25 | Nov | 23:00 | 10.04 | 3.02 | 73 | 0 |  |  | 0
1977-11-25 | Nov | 24:00 | 8.96 | 1.04 | 70 | 0 | 0 |  | 0
1977-11-26 | Nov | 1:00 | 8.96 | -0.04 | 67 | 0 |  |  | 0
1977-11-26 | Nov | 2:00 | 6.98 | -0.94 | 69 | 0 |  |  | 0
1977-11-26 | Nov | 3:00 | 5 | -4 | 66 | 0 |  |  | 0
1977-11-26 | Nov | 4:00 | 3.92 | -4 | 69 | 0 |  |  | 0
1977-11-26 | Nov | 5:00 | 3.92 | -4 | 69 | 0 |  |  | 0
1977-11-26 | Nov | 6:00 | 3.92 | -4 | 69 | 0 |  |  | 0
1977-11-26 | Nov | 7:00 | 3.02 | -5.08 | 69 | 0 |  |  | 0
1977-11-26 | Nov | 8:00 | 3.02 | -5.08 | 69 | 0 |  |  | 0
1977-11-26 | Nov | 9:00 | 6.08 | -5.08 | 60 | 0 |  |  | 0
1977-11-26 | Nov | 10:00 | 10.04 | -2.02 | 58 | 0 |  |  | 0
1977-11-26 | Nov | 11:00 | 12.92 | -2.02 | 51 | 0 |  |  | 0
1977-11-26 | Nov | 12:00 | 15.98 | -2.92 | 43 | 0 |  |  | 0
1977-11-26 | Nov | 13:00 | 17.96 | -2.92 | 39 | 0 |  |  | 0
1977-11-26 | Nov | 14:00 | 19.04 | -0.94 | 41 | 0 |  |  | 0
1977-11-26 | Nov | 15:00 | 17.96 | 1.94 | 49 | 0 |  |  | 0
1977-11-26 | Nov | 16:00 | 15.98 | 1.04 | 51 | 0 |  |  | 0
1977-11-26 | Nov | 17:00 | 12.92 | 1.04 | 58 | 0 |  |  | 0
1977-11-26 | Nov | 18:00 | 12.02 | 1.94 | 64 | 0 |  |  | 0
1977-11-26 | Nov | 19:00 | 10.04 | 3.02 | 73 | 0 |  |  | 0
1977-11-26 | Nov | 20:00 | 10.04 | 3.02 | 73 | 0 |  |  | 0
1977-11-26 | Nov | 21:00 | 10.04 | 3.92 | 76 | 0 |  |  | 0
1977-11-26 | Nov | 22:00 | 12.92 | 5 | 70 | 0 |  |  | 0
1977-11-26 | Nov | 23:00 | 15.08 | 5 | 64 | 0 |  |  | 0
1977-11-26 | Nov | 24:00 | 19.04 | 8.96 | 65 | 0 | 0 |  | 0
1977-11-27 | Nov | 1:00 | 19.04 | 10.04 | 68 | 0 |  |  | 0
1977-11-27 | Nov | 2:00 | 19.94 | 10.94 | 68 | 0 |  |  | 0
1977-11-27 | Nov | 3:00 | 19.04 | 14 | 81 | 0 |  |  | 0
1977-11-27 | Nov | 4:00 | 19.04 | 14 | 81 | 0 |  |  | 0
1977-11-27 | Nov | 5:00 | 19.94 | 17.96 | 92 | 0 |  |  | 0
1977-11-27 | Nov | 6:00 | 19.94 | 17.96 | 92 | 0 |  |  | 0
1977-11-27 | Nov | 7:00 | 21.02 | 17.96 | 88 | 0 |  |  | 0
1977-11-27 | Nov | 8:00 | 21.92 | 17.96 | 85 | 0 |  |  | 0
1977-11-27 | Nov | 9:00 | 23 | 19.04 | 85 | 0 |  |  | 0
1977-11-27 | Nov | 10:00 | 24.08 | 19.94 | 85 | 0 |  |  | 0
1977-11-27 | Nov | 11:00 | 26.06 | 21.92 | 85 | 0 |  |  | 0
1977-11-27 | Nov | 12:00 | 26.06 | 23 | 88 | 0 |  |  | 0
1977-11-27 | Nov | 13:00 | 26.06 | 23 | 88 | 0 |  |  | 0
1977-11-27 | Nov | 14:00 | 26.06 | 24.08 | 92 | 0 |  |  | 0
1977-11-27 | Nov | 15:00 | 26.96 | 23 | 85 | 0 |  |  | 0
1977-11-27 | Nov | 16:00 | 28.04 | 24.98 | 89 | 0 |  |  | 0
1977-11-27 | Nov | 17:00 | 26.96 | 24.98 | 92 | 0 |  |  | 0
1977-11-27 | Nov | 18:00 | 26.96 | 24.98 | 92 | 0 |  |  | 0
1977-11-27 | Nov | 19:00 | 26.06 | 21.92 | 85 | 0 |  |  | 0
1977-11-27 | Nov | 20:00 | 24.98 | 21.02 | 85 | 0 |  |  | 0
1977-11-27 | Nov | 21:00 | 24.08 | 19.94 | 85 | 0 |  |  | 0
1977-11-27 | Nov | 22:00 | 21.02 | 17.96 | 88 | 0 |  |  | 0
1977-11-27 | Nov | 23:00 | 19.04 | 15.98 | 88 | 0 |  |  | 0
1977-11-27 | Nov | 24:00 | 17.96 | 15.08 | 88 | 0 | 0 |  | 0
1977-11-28 | Nov | 1:00 | 17.06 | 12.92 | 84 | 0 |  |  | 0
1977-11-28 | Nov | 2:00 | 17.06 | 12.92 | 84 | 0 |  |  | 0
1977-11-28 | Nov | 3:00 | 17.96 | 12.92 | 81 | 0 |  |  | 0
1977-11-28 | Nov | 4:00 | 17.96 | 12.02 | 77 | 0 |  |  | 0
1977-11-28 | Nov | 5:00 | 17.06 | 10.04 | 74 | 0 |  |  | 0
1977-11-28 | Nov | 6:00 | 12.02 | 8.06 | 84 | 0 |  |  | 0
1977-11-28 | Nov | 7:00 | 8.96 | 6.08 | 87 | 0 |  |  | 0
1977-11-28 | Nov | 8:00 | 8.96 | 5 | 84 | 0 |  |  | 0
1977-11-28 | Nov | 9:00 | 10.94 | 6.98 | 84 | 0 |  |  | 0
1977-11-28 | Nov | 10:00 | 15.08 | 8.06 | 74 | 0 |  |  | 0
1977-11-28 | Nov | 11:00 | 17.96 | 8.96 | 68 | 0 |  |  | 0
1977-11-28 | Nov | 12:00 | 19.94 | 8.96 | 62 | 0 |  |  | 0
1977-11-28 | Nov | 13:00 | 21.92 | 10.04 | 60 | 0 |  |  | 0
1977-11-28 | Nov | 14:00 | 23 | 10.04 | 57 | 0 |  |  | 0
1977-11-28 | Nov | 15:00 | 21.92 | 10.94 | 62 | 0 |  |  | 0
1977-11-28 | Nov | 16:00 | 21.92 | 10.94 | 62 | 0 |  |  | 0
1977-11-28 | Nov | 17:00 | 19.04 | 10.94 | 71 | 0 |  |  | 0
1977-11-28 | Nov | 18:00 | 19.94 | 10.94 | 68 | 0 |  |  | 0
1977-11-28 | Nov | 19:00 | 17.96 | 10.94 | 74 | 0 |  |  | 0
1977-11-28 | Nov | 20:00 | 15.98 | 10.04 | 77 | 0 |  |  | 0
1977-11-28 | Nov | 21:00 | 17.06 | 10.94 | 77 | 0 |  |  | 0
1977-11-28 | Nov | 22:00 | 17.96 | 10.94 | 74 | 0 |  |  | 0
1977-11-28 | Nov | 23:00 | 17.06 | 10.94 | 77 | 0 |  |  | 0
1977-11-28 | Nov | 24:00 | 15.98 | 10.94 | 81 | 0 | 0 |  | 0
1977-11-29 | Nov | 1:00 | 14 | 10.04 | 84 | 0 |  |  | 0
1977-11-29 | Nov | 2:00 | 12.92 | 8.96 | 84 | 0 |  |  | 0
1977-11-29 | Nov | 3:00 | 10.94 | 8.96 | 92 | 0 |  |  | 0
1977-11-29 | Nov | 4:00 | 12.02 | 8.06 | 84 | 0 |  |  | 0
1977-11-29 | Nov | 5:00 | 10.04 | 6.98 | 88 | 0 |  |  | 0
1977-11-29 | Nov | 6:00 | 10.04 | 8.06 | 92 | 0 |  |  | 0
1977-11-29 | Nov | 7:00 | 10.04 | 8.06 | 92 | 0 |  |  | 0
1977-11-29 | Nov | 8:00 | 12.02 | 10.04 | 92 | 0 |  |  | 0
1977-11-29 | Nov | 9:00 | 19.04 | 14 | 81 | 0 |  |  | 0
1977-11-29 | Nov | 10:00 | 24.98 | 15.98 | 69 | 0 |  |  | 0
1977-11-29 | Nov | 11:00 | 30.02 | 21.02 | 69 | 0 |  |  | 0
1977-11-29 | Nov | 12:00 | 32 | 23 | 69 | 0 |  |  | 0
1977-11-29 | Nov | 13:00 | 32 | 23 | 69 | 0 |  |  | 0
1977-11-29 | Nov | 14:00 | 33.08 | 24.08 | 70 | 0 |  |  | 0
1977-11-29 | Nov | 15:00 | 33.08 | 23 | 67 | 0 |  |  | 0
1977-11-29 | Nov | 16:00 | 30.02 | 21.02 | 69 | 0 |  |  | 0
1977-11-29 | Nov | 17:00 | 28.94 | 19.94 | 69 | 0 |  |  | 0
1977-11-29 | Nov | 18:00 | 24.98 | 19.04 | 78 | 0 |  |  | 0
1977-11-29 | Nov | 19:00 | 21.02 | 17.96 | 88 | 0 |  |  | 0
1977-11-29 | Nov | 20:00 | 19.04 | 17.06 | 92 | 0 |  |  | 0
1977-11-29 | Nov | 21:00 | 19.04 | 17.96 | 96 | 0 |  |  | 0
1977-11-29 | Nov | 22:00 | 17.96 | 14 | 84 | 0 |  |  | 0
1977-11-29 | Nov | 23:00 | 19.04 | 17.96 | 96 | 0 |  |  | 0
1977-11-29 | Nov | 24:00 | 19.04 | 17.06 | 92 | 0 | 0 |  | 0
1977-11-30 | Nov | 1:00 | 17.06 | 15.08 | 92 | 0 |  |  | 0
1977-11-30 | Nov | 2:00 | 15.98 | 14 | 92 | 0 |  |  | 0
1977-11-30 | Nov | 3:00 | 17.06 | 14 | 88 | 0 |  |  | 0
1977-11-30 | Nov | 4:00 | 17.06 | 15.08 | 92 | 0 |  |  | 0
1977-11-30 | Nov | 5:00 | 17.96 | 15.98 | 92 | 0 |  |  | 0
1977-11-30 | Nov | 6:00 | 19.94 | 17.96 | 92 | 0 |  |  | 0
1977-11-30 | Nov | 7:00 | 26.06 | 24.08 | 92 | 0 |  |  | 0
1977-11-30 | Nov | 8:00 | 28.04 | 24.98 | 89 | 0 |  |  | 0
1977-11-30 | Nov | 9:00 | 30.02 | 28.04 | 92 | 0 |  |  | 0
1977-11-30 | Nov | 10:00 | 33.08 | 28.94 | 85 | 0 |  |  | 0
1977-11-30 | Nov | 11:00 | 33.98 | 30.92 | 89 | 0 |  |  | 0
1977-11-30 | Nov | 12:00 | 33.98 | 32 | 92 | 0 |  |  | 0
1977-11-30 | Nov | 13:00 | 35.06 | 33.98 | 96 | 0 |  |  | 0
1977-11-30 | Nov | 14:00 | 35.96 | 35.06 | 96 | 0 |  |  | 0
1977-11-30 | Nov | 15:00 | 35.96 | 35.06 | 96 | 0 |  |  | 0
1977-11-30 | Nov | 16:00 | 35.06 | 35.06 | 100 | 0 |  |  | 0
1977-11-30 | Nov | 17:00 | 35.06 | 35.06 | 100 | 0 |  |  | 0
1977-11-30 | Nov | 18:00 | 35.06 | 35.06 | 100 | 0 |  |  | 0
1977-11-30 | Nov | 19:00 | 35.96 | 35.96 | 100 | 0 |  |  | 0
1977-11-30 | Nov | 20:00 | 35.96 | 35.96 | 100 | 0 |  |  | 0
1977-11-30 | Nov | 21:00 | 35.96 | 35.96 | 100 | 0 |  |  | 0
1977-11-30 | Nov | 22:00 | 36.5 | 36.5 | 100 | 0 |  |  | 0
1977-11-30 | Nov | 23:00 | 37.04 | 37.04 | 96 | 0 |  |  | 0
1977-11-30 | Nov | 24:00 | 37.58 | 37.58 | 96 | 0 | 0 |  | 0
1981-12-01 | Dec | 1:00 | 38.3 | 38.3 | 96 | 0 |  |  | 0
1981-12-01 | Dec | 2:00 | 38.84 | 38.84 | 100 | 0 |  |  | 0
1981-12-01 | Dec | 3:00 | 39.38 | 39.38 | 96 | 0 |  |  | 0
1981-12-01 | Dec | 4:00 | 39.92 | 39.92 | 100 | 0 |  |  | 0
1981-12-01 | Dec | 5:00 | 42.98 | 42.98 | 100 | 0 |  |  | 0
1981-12-01 | Dec | 6:00 | 42.98 | 42.08 | 96 | 0 |  |  | 0
1981-12-01 | Dec | 7:00 | 41 | 41 | 100 | 0 |  |  | 0
1981-12-01 | Dec | 8:00 | 46.94 | 44.06 | 89 | 0 |  |  | 0
1981-12-01 | Dec | 9:00 | 44.06 | 41 | 89 | 0 |  |  | 0
1981-12-01 | Dec | 10:00 | 44.06 | 39.02 | 83 | 0 |  |  | 0
1981-12-01 | Dec | 11:00 | 37.94 | 33.98 | 86 | 0 |  |  | 0
1981-12-01 | Dec | 12:00 | 37.94 | 35.06 | 89 | 0 |  |  | 0
1981-12-01 | Dec | 13:00 | 37.94 | 33.98 | 86 | 0 |  |  | 0
1981-12-01 | Dec | 14:00 | 39.02 | 35.06 | 86 | 0 |  |  | 0
1981-12-01 | Dec | 15:00 | 39.02 | 32 | 76 | 0 |  |  | 0
1981-12-01 | Dec | 16:00 | 37.94 | 33.08 | 82 | 0 |  |  | 0
1981-12-01 | Dec | 17:00 | 37.04 | 32 | 82 | 0 |  |  | 0
1981-12-01 | Dec | 18:00 | 35.06 | 32 | 89 | 0 |  |  | 0
1981-12-01 | Dec | 19:00 | 35.96 | 32 | 85 | 0 |  |  | 0
1981-12-01 | Dec | 20:00 | 35.96 | 33.08 | 89 | 0 |  |  | 0
1981-12-01 | Dec | 21:00 | 35.96 | 33.08 | 89 | 0 |  |  | 0
1981-12-01 | Dec | 22:00 | 37.04 | 33.08 | 85 | 0 |  |  | 0
1981-12-01 | Dec | 23:00 | 35.96 | 32 | 85 | 0 |  |  | 0
1981-12-01 | Dec | 24:00 | 35.06 | 30.92 | 85 | 0 | 0 |  | 0
1981-12-02 | Dec | 1:00 | 35.06 | 32 | 89 | 0 |  |  | 0
1981-12-02 | Dec | 2:00 | 33.98 | 30.92 | 89 | 0 |  |  | 0
1981-12-02 | Dec | 3:00 | 33.98 | 32 | 92 | 0 |  |  | 0
1981-12-02 | Dec | 4:00 | 33.98 | 32 | 92 | 0 |  |  | 0
1981-12-02 | Dec | 5:00 | 33.98 | 30.02 | 85 | 0 |  |  | 0
1981-12-02 | Dec | 6:00 | 33.98 | 28.94 | 82 | 0 |  |  | 0
1981-12-02 | Dec | 7:00 | 32 | 26.96 | 82 | 0 |  |  | 0
1981-12-02 | Dec | 8:00 | 32 | 26.96 | 82 | 0 |  |  | 0
1981-12-02 | Dec | 9:00 | 32 | 26.96 | 82 | 0 |  |  | 0
1981-12-02 | Dec | 10:00 | 33.08 | 28.04 | 82 | 0 |  |  | 0
1981-12-02 | Dec | 11:00 | 33.08 | 24.08 | 70 | 0 |  |  | 0
1981-12-02 | Dec | 12:00 | 32 | 26.06 | 79 | 0 |  |  | 0
1981-12-02 | Dec | 13:00 | 32 | 26.96 | 82 | 0 |  |  | 0
1981-12-02 | Dec | 14:00 | 33.08 | 26.96 | 79 | 0 |  |  | 0
1981-12-02 | Dec | 15:00 | 33.98 | 26.96 | 76 | 0 |  |  | 0
1981-12-02 | Dec | 16:00 | 30.92 | 24.08 | 75 | 0 |  |  | 0
1981-12-02 | Dec | 17:00 | 30.92 | 23 | 72 | 0 |  |  | 0
1981-12-02 | Dec | 18:00 | 30.02 | 23 | 75 | 0 |  |  | 0
1981-12-02 | Dec | 19:00 | 30.02 | 23 | 75 | 0 |  |  | 0
1981-12-02 | Dec | 20:00 | 28.94 | 23 | 78 | 0 |  |  | 0
1981-12-02 | Dec | 21:00 | 26.96 | 21.92 | 81 | 0 |  |  | 0
1981-12-02 | Dec | 22:00 | 24.98 | 21.92 | 88 | 0 |  |  | 0
1981-12-02 | Dec | 23:00 | 24.08 | 21.02 | 88 | 0 |  |  | 0
1981-12-02 | Dec | 24:00 | 21.02 | 17.96 | 88 | 0 | 0 |  | 0
1981-12-03 | Dec | 1:00 | 19.94 | 15.98 | 84 | 0 |  |  | 0
1981-12-03 | Dec | 2:00 | 19.04 | 15.98 | 88 | 0 |  |  | 0
1981-12-03 | Dec | 3:00 | 17.96 | 17.06 | 96 | 0 |  |  | 0
1981-12-03 | Dec | 4:00 | 21.02 | 17.96 | 88 | 0 |  |  | 0
1981-12-03 | Dec | 5:00 | 23 | 21.02 | 92 | 0 |  |  | 0
1981-12-03 | Dec | 6:00 | 23 | 21.02 | 92 | 0 |  |  | 0
1981-12-03 | Dec | 7:00 | 21.92 | 19.94 | 92 | 0 |  |  | 0
1981-12-03 | Dec | 8:00 | 24.08 | 21.02 | 88 | 0 |  |  | 0
1981-12-03 | Dec | 9:00 | 30.02 | 24.98 | 82 | 0 |  |  | 0
1981-12-03 | Dec | 10:00 | 32 | 28.04 | 85 | 0 |  |  | 0
1981-12-03 | Dec | 11:00 | 33.98 | 30.02 | 85 | 0 |  |  | 0
1981-12-03 | Dec | 12:00 | 35.96 | 30.02 | 79 | 0 |  |  | 0
1981-12-03 | Dec | 13:00 | 39.02 | 30.92 | 73 | 0 |  |  | 0
1981-12-03 | Dec | 14:00 | 39.92 | 30.92 | 70 | 0 |  |  | 0
1981-12-03 | Dec | 15:00 | 39.02 | 30.92 | 73 | 0 |  |  | 0
1981-12-03 | Dec | 16:00 | 39.92 | 30.92 | 70 | 0 |  |  | 0
1981-12-03 | Dec | 17:00 | 37.94 | 30.92 | 76 | 0 |  |  | 0
1981-12-03 | Dec | 18:00 | 37.04 | 33.08 | 85 | 0 |  |  | 0
1981-12-03 | Dec | 19:00 | 37.04 | 33.08 | 85 | 0 |  |  | 0
1981-12-03 | Dec | 20:00 | 35.96 | 33.08 | 89 | 0 |  |  | 0
1981-12-03 | Dec | 21:00 | 35.06 | 33.08 | 92 | 0 |  |  | 0
1981-12-03 | Dec | 22:00 | 33.98 | 33.08 | 96 | 0 |  |  | 0
1981-12-03 | Dec | 23:00 | 35.06 | 33.98 | 96 | 0 |  |  | 0
1981-12-03 | Dec | 24:00 | 35.96 | 33.98 | 92 | 0 | 0 |  | 0
1981-12-04 | Dec | 1:00 | 35.96 | 33.98 | 92 | 0 |  |  | 0
1981-12-04 | Dec | 2:00 | 35.96 | 33.98 | 92 | 0 |  |  | 0
1981-12-04 | Dec | 3:00 | 35.96 | 33.98 | 92 | 0 |  |  | 0
1981-12-04 | Dec | 4:00 | 35.06 | 33.08 | 92 | 0 |  |  | 0
1981-12-04 | Dec | 5:00 | 35.06 | 33.08 | 92 | 0 |  |  | 0
1981-12-04 | Dec | 6:00 | 33.98 | 28.94 | 82 | 0 |  |  | 0
1981-12-04 | Dec | 7:00 | 33.98 | 28.94 | 82 | 0 |  |  | 0
1981-12-04 | Dec | 8:00 | 33.08 | 28.04 | 82 | 0 |  |  | 0
1981-12-04 | Dec | 9:00 | 30.02 | 26.06 | 85 | 0 |  |  | 0
1981-12-04 | Dec | 10:00 | 33.98 | 28.04 | 79 | 0 |  |  | 0
1981-12-04 | Dec | 11:00 | 37.94 | 30.02 | 73 | 0 |  |  | 0
1981-12-04 | Dec | 12:00 | 37.94 | 28.04 | 67 | 0 |  |  | 0
1981-12-04 | Dec | 13:00 | 39.02 | 26.96 | 62 | 0 |  |  | 0
1981-12-04 | Dec | 14:00 | 37.94 | 28.04 | 67 | 0 |  |  | 0
1981-12-04 | Dec | 15:00 | 37.04 | 26.06 | 65 | 0 |  |  | 0
1981-12-04 | Dec | 16:00 | 35.06 | 23 | 62 | 0 |  |  | 0
1981-12-04 | Dec | 17:00 | 33.08 | 24.08 | 70 | 0 |  |  | 0
1981-12-04 | Dec | 18:00 | 32 | 24.08 | 72 | 0 |  |  | 0
1981-12-04 | Dec | 19:00 | 32 | 24.08 | 72 | 0 |  |  | 0
1981-12-04 | Dec | 20:00 | 30.92 | 24.08 | 75 | 0 |  |  | 0
1981-12-04 | Dec | 21:00 | 28.94 | 23 | 78 | 0 |  |  | 0
1981-12-04 | Dec | 22:00 | 26.96 | 21.92 | 81 | 0 |  |  | 0
1981-12-04 | Dec | 23:00 | 26.96 | 21.92 | 81 | 0 |  |  | 0
1981-12-04 | Dec | 24:00 | 32 | 23 | 69 | 0 | 0 |  | 0
1981-12-05 | Dec | 1:00 | 32 | 23 | 69 | 0 |  |  | 0
1981-12-05 | Dec | 2:00 | 32 | 21.92 | 67 | 0 |  |  | 0
1981-12-05 | Dec | 3:00 | 32 | 21.92 | 67 | 0 |  |  | 0
1981-12-05 | Dec | 4:00 | 28.94 | 19.94 | 69 | 0 |  |  | 0
1981-12-05 | Dec | 5:00 | 26.96 | 19.94 | 75 | 0 |  |  | 0
1981-12-05 | Dec | 6:00 | 24.98 | 21.02 | 85 | 0 |  |  | 0
1981-12-05 | Dec | 7:00 | 24.08 | 19.94 | 85 | 0 |  |  | 0
1981-12-05 | Dec | 8:00 | 24.08 | 19.94 | 85 | 0 |  |  | 0
1981-12-05 | Dec | 9:00 | 26.96 | 21.02 | 78 | 0 |  |  | 0
1981-12-05 | Dec | 10:00 | 30.92 | 23 | 72 | 0 |  |  | 0
1981-12-05 | Dec | 11:00 | 33.98 | 24.08 | 67 | 0 |  |  | 0
1981-12-05 | Dec | 12:00 | 35.96 | 24.08 | 62 | 0 |  |  | 0
1981-12-05 | Dec | 13:00 | 35.96 | 21.92 | 57 | 0 |  |  | 0
1981-12-05 | Dec | 14:00 | 37.94 | 24.98 | 60 | 0 |  |  | 0
1981-12-05 | Dec | 15:00 | 35.96 | 24.98 | 64 | 0 |  |  | 0
1981-12-05 | Dec | 16:00 | 33.08 | 24.98 | 72 | 0 |  |  | 0
1981-12-05 | Dec | 17:00 | 28.94 | 23 | 78 | 0 |  |  | 0
1981-12-05 | Dec | 18:00 | 28.04 | 23 | 82 | 0 |  |  | 0
1981-12-05 | Dec | 19:00 | 24.98 | 21.02 | 85 | 0 |  |  | 0
1981-12-05 | Dec | 20:00 | 24.98 | 21.92 | 88 | 0 |  |  | 0
1981-12-05 | Dec | 21:00 | 24.98 | 21.92 | 88 | 0 |  |  | 0
1981-12-05 | Dec | 22:00 | 26.96 | 23 | 85 | 0 |  |  | 0
1981-12-05 | Dec | 23:00 | 28.04 | 23 | 82 | 0 |  |  | 0
1981-12-05 | Dec | 24:00 | 28.94 | 24.08 | 82 | 0 | 0 |  | 0
1981-12-06 | Dec | 1:00 | 28.94 | 24.98 | 85 | 0 |  |  | 0
1981-12-06 | Dec | 2:00 | 28.94 | 24.08 | 82 | 0 |  |  | 0
1981-12-06 | Dec | 3:00 | 28.94 | 24.08 | 82 | 0 |  |  | 0
1981-12-06 | Dec | 4:00 | 28.94 | 24.98 | 85 | 0 |  |  | 0
1981-12-06 | Dec | 5:00 | 28.94 | 24.98 | 85 | 0 |  |  | 0
1981-12-06 | Dec | 6:00 | 30.02 | 24.98 | 82 | 0 |  |  | 0
1981-12-06 | Dec | 7:00 | 32 | 26.06 | 79 | 0 |  |  | 0
1981-12-06 | Dec | 8:00 | 33.08 | 26.96 | 79 | 0 |  |  | 0
1981-12-06 | Dec | 9:00 | 35.06 | 28.94 | 79 | 0 |  |  | 0
1981-12-06 | Dec | 10:00 | 37.94 | 28.94 | 70 | 0 |  |  | 0
1981-12-06 | Dec | 11:00 | 39.92 | 28.94 | 65 | 0 |  |  | 0
1981-12-06 | Dec | 12:00 | 42.08 | 30.02 | 63 | 0 |  |  | 0
1981-12-06 | Dec | 13:00 | 44.96 | 30.02 | 56 | 0 |  |  | 0
1981-12-06 | Dec | 14:00 | 44.06 | 30.92 | 60 | 0 |  |  | 0
1981-12-06 | Dec | 15:00 | 44.06 | 30.92 | 60 | 0 |  |  | 0
1981-12-06 | Dec | 16:00 | 42.98 | 32 | 65 | 0 |  |  | 0
1981-12-06 | Dec | 17:00 | 41 | 33.08 | 73 | 0 |  |  | 0
1981-12-06 | Dec | 18:00 | 39.92 | 33.08 | 76 | 0 |  |  | 0
1981-12-06 | Dec | 19:00 | 41 | 33.98 | 76 | 0 |  |  | 0
1981-12-06 | Dec | 20:00 | 41 | 33.08 | 73 | 0 |  |  | 0
1981-12-06 | Dec | 21:00 | 41 | 33.08 | 73 | 0 |  |  | 0
1981-12-06 | Dec | 22:00 | 41 | 33.08 | 73 | 0 |  |  | 0
1981-12-06 | Dec | 23:00 | 41 | 33.08 | 73 | 0 |  |  | 0
1981-12-06 | Dec | 24:00 | 41 | 33.08 | 73 | 0 | 0 |  | 0
1981-12-07 | Dec | 1:00 | 41 | 33.98 | 76 | 0 |  |  | 0
1981-12-07 | Dec | 2:00 | 41 | 33.98 | 76 | 0 |  |  | 0
1981-12-07 | Dec | 3:00 | 41 | 33.98 | 76 | 0 |  |  | 0
1981-12-07 | Dec | 4:00 | 41 | 35.06 | 79 | 0 |  |  | 0
1981-12-07 | Dec | 5:00 | 41 | 35.06 | 79 | 0 |  |  | 0
1981-12-07 | Dec | 6:00 | 41 | 35.06 | 79 | 0 |  |  | 0
1981-12-07 | Dec | 7:00 | 41 | 35.06 | 79 | 0 |  |  | 0
1981-12-07 | Dec | 8:00 | 41 | 35.06 | 79 | 0 |  |  | 0
1981-12-07 | Dec | 9:00 | 42.08 | 35.96 | 79 | 0 |  |  | 0
1981-12-07 | Dec | 10:00 | 42.98 | 35.96 | 76 | 0 |  |  | 0
1981-12-07 | Dec | 11:00 | 46.04 | 37.04 | 71 | 0 |  |  | 0
1981-12-07 | Dec | 12:00 | 48.02 | 37.04 | 66 | 0 |  |  | 0
1981-12-07 | Dec | 13:00 | 48.92 | 37.04 | 63 | 0 |  |  | 0
1981-12-07 | Dec | 14:00 | 48.92 | 35.96 | 61 | 0 |  |  | 0
1981-12-07 | Dec | 15:00 | 51.98 | 37.94 | 59 | 0 |  |  | 0
1981-12-07 | Dec | 16:00 | 48.92 | 39.02 | 69 | 0 |  |  | 0
1981-12-07 | Dec | 17:00 | 46.94 | 39.02 | 74 | 0 |  |  | 0
1981-12-07 | Dec | 18:00 | 46.04 | 35.96 | 68 | 0 |  |  | 0
1981-12-07 | Dec | 19:00 | 42.98 | 35.06 | 73 | 0 |  |  | 0
1981-12-07 | Dec | 20:00 | 42.08 | 33.98 | 73 | 0 |  |  | 0
1981-12-07 | Dec | 21:00 | 44.06 | 33.08 | 65 | 0 |  |  | 0
1981-12-07 | Dec | 22:00 | 42.08 | 30.02 | 63 | 0 |  |  | 0
1981-12-07 | Dec | 23:00 | 41 | 28.94 | 62 | 0 |  |  | 0
1981-12-07 | Dec | 24:00 | 37.94 | 24.08 | 57 | 0 | 0 |  | 0
1981-12-08 | Dec | 1:00 | 37.94 | 24.08 | 57 | 0 |  |  | 0
1981-12-08 | Dec | 2:00 | 37.04 | 24.08 | 59 | 0 |  |  | 0
1981-12-08 | Dec | 3:00 | 37.04 | 24.98 | 62 | 0 |  |  | 0
1981-12-08 | Dec | 4:00 | 37.04 | 24.08 | 59 | 0 |  |  | 0
1981-12-08 | Dec | 5:00 | 35.96 | 23 | 59 | 0 |  |  | 0
1981-12-08 | Dec | 6:00 | 35.96 | 21.92 | 57 | 0 |  |  | 0
1981-12-08 | Dec | 7:00 | 35.06 | 23 | 62 | 0 |  |  | 0
1981-12-08 | Dec | 8:00 | 35.06 | 23 | 62 | 0 |  |  | 0
1981-12-08 | Dec | 9:00 | 35.06 | 23 | 62 | 0 |  |  | 0
1981-12-08 | Dec | 10:00 | 35.06 | 21.92 | 59 | 0 |  |  | 0
1981-12-08 | Dec | 11:00 | 35.06 | 21.02 | 57 | 0 |  |  | 0
1981-12-08 | Dec | 12:00 | 35.06 | 19.94 | 54 | 0 |  |  | 0
1981-12-08 | Dec | 13:00 | 35.06 | 19.94 | 54 | 0 |  |  | 0
1981-12-08 | Dec | 14:00 | 35.06 | 19.04 | 52 | 0 |  |  | 0
1981-12-08 | Dec | 15:00 | 35.06 | 19.04 | 52 | 0 |  |  | 0
1981-12-08 | Dec | 16:00 | 32 | 19.94 | 61 | 0 |  |  | 0
1981-12-08 | Dec | 17:00 | 30.02 | 19.94 | 66 | 0 |  |  | 0
1981-12-08 | Dec | 18:00 | 28.94 | 24.08 | 82 | 0 |  |  | 0
1981-12-08 | Dec | 19:00 | 28.04 | 23 | 82 | 0 |  |  | 0
1981-12-08 | Dec | 20:00 | 28.94 | 24.98 | 85 | 0 |  |  | 0
1981-12-08 | Dec | 21:00 | 26.96 | 23 | 85 | 0 |  |  | 0
1981-12-08 | Dec | 22:00 | 28.04 | 23 | 82 | 0 |  |  | 0
1981-12-08 | Dec | 23:00 | 28.04 | 21.92 | 78 | 0 |  |  | 0
1981-12-08 | Dec | 24:00 | 28.04 | 21.02 | 75 | 0 | 0 |  | 0
1981-12-09 | Dec | 1:00 | 26.96 | 21.02 | 78 | 0 |  |  | 0
1981-12-09 | Dec | 2:00 | 28.94 | 21.02 | 72 | 0 |  |  | 0
1981-12-09 | Dec | 3:00 | 26.06 | 19.94 | 78 | 0 |  |  | 0
1981-12-09 | Dec | 4:00 | 24.08 | 19.94 | 85 | 0 |  |  | 0
1981-12-09 | Dec | 5:00 | 21.92 | 19.04 | 88 | 0 |  |  | 0
1981-12-09 | Dec | 6:00 | 21.02 | 17.96 | 88 | 0 |  |  | 0
1981-12-09 | Dec | 7:00 | 21.02 | 17.96 | 88 | 0 |  |  | 0
1981-12-09 | Dec | 8:00 | 21.92 | 17.96 | 85 | 0 |  |  | 0
1981-12-09 | Dec | 9:00 | 24.98 | 19.94 | 81 | 0 |  |  | 0
1981-12-09 | Dec | 10:00 | 28.04 | 21.02 | 75 | 0 |  |  | 0
1981-12-09 | Dec | 11:00 | 28.94 | 19.04 | 66 | 0 |  |  | 0
1981-12-09 | Dec | 12:00 | 28.94 | 17.06 | 61 | 0 |  |  | 0
1981-12-09 | Dec | 13:00 | 28.94 | 15.98 | 58 | 0 |  |  | 0
1981-12-09 | Dec | 14:00 | 28.94 | 17.06 | 61 | 0 |  |  | 0
1981-12-09 | Dec | 15:00 | 28.04 | 17.06 | 63 | 0 |  |  | 0
1981-12-09 | Dec | 16:00 | 28.04 | 15.08 | 58 | 0 |  |  | 0
1981-12-09 | Dec | 17:00 | 26.96 | 14 | 58 | 0 |  |  | 0
1981-12-09 | Dec | 18:00 | 24.98 | 14 | 63 | 0 |  |  | 0
1981-12-09 | Dec | 19:00 | 23 | 14 | 68 | 0 |  |  | 0
1981-12-09 | Dec | 20:00 | 19.94 | 12.92 | 74 | 0 |  |  | 0
1981-12-09 | Dec | 21:00 | 19.04 | 12.92 | 77 | 0 |  |  | 0
1981-12-09 | Dec | 22:00 | 19.04 | 12.92 | 77 | 0 |  |  | 0
1981-12-09 | Dec | 23:00 | 21.02 | 14 | 74 | 0 |  |  | 0
1981-12-09 | Dec | 24:00 | 19.94 | 12.92 | 74 | 0 | 0 |  | 0
1981-12-10 | Dec | 1:00 | 19.04 | 12.92 | 77 | 0 |  |  | 0
1981-12-10 | Dec | 2:00 | 19.04 | 12.92 | 77 | 0 |  |  | 0
1981-12-10 | Dec | 3:00 | 17.96 | 12.02 | 77 | 0 |  |  | 0
1981-12-10 | Dec | 4:00 | 17.96 | 12.02 | 77 | 0 |  |  | 0
1981-12-10 | Dec | 5:00 | 17.96 | 12.02 | 77 | 0 |  |  | 0
1981-12-10 | Dec | 6:00 | 17.06 | 12.02 | 81 | 0 |  |  | 0
1981-12-10 | Dec | 7:00 | 17.06 | 12.02 | 81 | 0 |  |  | 0
1981-12-10 | Dec | 8:00 | 17.06 | 12.02 | 81 | 0 |  |  | 0
1981-12-10 | Dec | 9:00 | 19.94 | 12.02 | 71 | 0 |  |  | 0
1981-12-10 | Dec | 10:00 | 23 | 12.92 | 65 | 0 |  |  | 0
1981-12-10 | Dec | 11:00 | 26.06 | 14 | 60 | 0 |  |  | 0
1981-12-10 | Dec | 12:00 | 28.94 | 14 | 53 | 0 |  |  | 0
1981-12-10 | Dec | 13:00 | 30.02 | 14 | 51 | 0 |  |  | 0
1981-12-10 | Dec | 14:00 | 30.92 | 14 | 49 | 0 |  |  | 0
1981-12-10 | Dec | 15:00 | 30.92 | 14 | 49 | 0 |  |  | 0
1981-12-10 | Dec | 16:00 | 28.94 | 14 | 53 | 0 |  |  | 0
1981-12-10 | Dec | 17:00 | 24.08 | 12.92 | 63 | 0 |  |  | 0
1981-12-10 | Dec | 18:00 | 21.02 | 12.92 | 71 | 0 |  |  | 0
1981-12-10 | Dec | 19:00 | 19.94 | 12.92 | 74 | 0 |  |  | 0
1981-12-10 | Dec | 20:00 | 19.04 | 12.92 | 77 | 0 |  |  | 0
1981-12-10 | Dec | 21:00 | 21.92 | 15.08 | 74 | 0 |  |  | 0
1981-12-10 | Dec | 22:00 | 23 | 17.06 | 78 | 0 |  |  | 0
1981-12-10 | Dec | 23:00 | 23 | 15.98 | 74 | 0 |  |  | 0
1981-12-10 | Dec | 24:00 | 23 | 15.98 | 74 | 0 | 0 |  | 0
1981-12-11 | Dec | 1:00 | 23 | 15.98 | 74 | 0 |  |  | 0
1981-12-11 | Dec | 2:00 | 21.02 | 15.08 | 78 | 0 |  |  | 0
1981-12-11 | Dec | 3:00 | 19.04 | 14 | 81 | 0 |  |  | 0
1981-12-11 | Dec | 4:00 | 19.04 | 12.92 | 77 | 0 |  |  | 0
1981-12-11 | Dec | 5:00 | 17.96 | 12.02 | 77 | 0 |  |  | 0
1981-12-11 | Dec | 6:00 | 17.06 | 12.02 | 81 | 0 |  |  | 0
1981-12-11 | Dec | 7:00 | 19.04 | 12.92 | 77 | 0 |  |  | 0
1981-12-11 | Dec | 8:00 | 19.04 | 12.92 | 77 | 0 |  |  | 0
1981-12-11 | Dec | 9:00 | 23 | 14 | 68 | 0 |  |  | 0
1981-12-11 | Dec | 10:00 | 24.98 | 12.92 | 60 | 0 |  |  | 0
1981-12-11 | Dec | 11:00 | 26.96 | 12.92 | 55 | 0 |  |  | 0
1981-12-11 | Dec | 12:00 | 28.94 | 12.92 | 51 | 0 |  |  | 0
1981-12-11 | Dec | 13:00 | 32 | 14 | 47 | 0 |  |  | 0
1981-12-11 | Dec | 14:00 | 32 | 14 | 47 | 0 |  |  | 0
1981-12-11 | Dec | 15:00 | 32 | 14 | 47 | 0 |  |  | 0
1981-12-11 | Dec | 16:00 | 30.02 | 14 | 51 | 0 |  |  | 0
1981-12-11 | Dec | 17:00 | 26.96 | 15.98 | 63 | 0 |  |  | 0
1981-12-11 | Dec | 18:00 | 23 | 15.08 | 71 | 0 |  |  | 0
1981-12-11 | Dec | 19:00 | 19.94 | 14 | 77 | 0 |  |  | 0
1981-12-11 | Dec | 20:00 | 19.04 | 15.08 | 84 | 0 |  |  | 0
1981-12-11 | Dec | 21:00 | 19.04 | 15.08 | 84 | 0 |  |  | 0
1981-12-11 | Dec | 22:00 | 19.94 | 15.08 | 81 | 0 |  |  | 0
1981-12-11 | Dec | 23:00 | 19.04 | 15.98 | 88 | 0 |  |  | 0
1981-12-11 | Dec | 24:00 | 17.06 | 14 | 88 | 0 | 0 |  | 0
1981-12-12 | Dec | 1:00 | 17.06 | 14 | 88 | 0 |  |  | 0
1981-12-12 | Dec | 2:00 | 17.96 | 14 | 84 | 0 |  |  | 0
1981-12-12 | Dec | 3:00 | 17.96 | 14 | 84 | 0 |  |  | 0
1981-12-12 | Dec | 4:00 | 17.06 | 14 | 88 | 0 |  |  | 0
1981-12-12 | Dec | 5:00 | 17.96 | 14 | 84 | 0 |  |  | 0
1981-12-12 | Dec | 6:00 | 17.06 | 14 | 88 | 0 |  |  | 0
1981-12-12 | Dec | 7:00 | 17.96 | 14 | 84 | 0 |  |  | 0
1981-12-12 | Dec | 8:00 | 19.04 | 15.08 | 84 | 0 |  |  | 0
1981-12-12 | Dec | 9:00 | 23 | 15.98 | 74 | 0 |  |  | 0
1981-12-12 | Dec | 10:00 | 28.04 | 21.02 | 75 | 0 |  |  | 0
1981-12-12 | Dec | 11:00 | 32 | 21.92 | 67 | 0 |  |  | 0
1981-12-12 | Dec | 12:00 | 33.98 | 23 | 64 | 0 |  |  | 0
1981-12-12 | Dec | 13:00 | 35.06 | 21.92 | 59 | 0 |  |  | 0
1981-12-12 | Dec | 14:00 | 35.96 | 26.96 | 70 | 0 |  |  | 0
1981-12-12 | Dec | 15:00 | 35.06 | 21.92 | 59 | 0 |  |  | 0
1981-12-12 | Dec | 16:00 | 33.98 | 21.92 | 62 | 0 |  |  | 0
1981-12-12 | Dec | 17:00 | 33.08 | 21.92 | 64 | 0 |  |  | 0
1981-12-12 | Dec | 18:00 | 32 | 21.92 | 67 | 0 |  |  | 0
1981-12-12 | Dec | 19:00 | 30.92 | 23 | 72 | 0 |  |  | 0
1981-12-12 | Dec | 20:00 | 30.92 | 23 | 72 | 0 |  |  | 0
1981-12-12 | Dec | 21:00 | 32 | 24.08 | 72 | 0 |  |  | 0
1981-12-12 | Dec | 22:00 | 32 | 24.08 | 72 | 0 |  |  | 0
1981-12-12 | Dec | 23:00 | 32 | 24.08 | 72 | 0 |  |  | 0
1981-12-12 | Dec | 24:00 | 32 | 24.08 | 72 | 0 | 0 |  | 0
1981-12-13 | Dec | 1:00 | 32 | 24.98 | 75 | 0 |  |  | 0
1981-12-13 | Dec | 2:00 | 32 | 24.08 | 72 | 0 |  |  | 0
1981-12-13 | Dec | 3:00 | 32 | 24.98 | 75 | 0 |  |  | 0
1981-12-13 | Dec | 4:00 | 30.92 | 26.06 | 82 | 0 |  |  | 0
1981-12-13 | Dec | 5:00 | 30.02 | 26.06 | 85 | 0 |  |  | 0
1981-12-13 | Dec | 6:00 | 30.02 | 26.96 | 89 | 0 |  |  | 0
1981-12-13 | Dec | 7:00 | 30.92 | 26.96 | 85 | 0 |  |  | 0
1981-12-13 | Dec | 8:00 | 30.92 | 26.96 | 85 | 0 |  |  | 0
1981-12-13 | Dec | 9:00 | 32 | 26.06 | 79 | 0 |  |  | 0
1981-12-13 | Dec | 10:00 | 32 | 26.96 | 82 | 0 |  |  | 0
1981-12-13 | Dec | 11:00 | 33.98 | 26.96 | 76 | 0 |  |  | 0
1981-12-13 | Dec | 12:00 | 35.06 | 26.06 | 70 | 0 |  |  | 0
1981-12-13 | Dec | 13:00 | 35.96 | 26.06 | 67 | 0 |  |  | 0
1981-12-13 | Dec | 14:00 | 35.96 | 26.96 | 70 | 0 |  |  | 0
1981-12-13 | Dec | 15:00 | 35.96 | 26.06 | 67 | 0 |  |  | 0
1981-12-13 | Dec | 16:00 | 35.06 | 26.06 | 70 | 0 |  |  | 0
1981-12-13 | Dec | 17:00 | 32 | 26.06 | 79 | 0 |  |  | 0
1981-12-13 | Dec | 18:00 | 30.92 | 26.06 | 82 | 0 |  |  | 0
1981-12-13 | Dec | 19:00 | 30.92 | 24.98 | 78 | 0 |  |  | 0
1981-12-13 | Dec | 20:00 | 30.92 | 24.98 | 78 | 0 |  |  | 0
1981-12-13 | Dec | 21:00 | 32 | 24.98 | 75 | 0 |  |  | 0
1981-12-13 | Dec | 22:00 | 32 | 26.06 | 79 | 0 |  |  | 0
1981-12-13 | Dec | 23:00 | 30.02 | 24.08 | 78 | 0 |  |  | 0
1981-12-13 | Dec | 24:00 | 28.94 | 24.08 | 82 | 0 | 0 |  | 0
1981-12-14 | Dec | 1:00 | 30.02 | 24.08 | 78 | 0 |  |  | 0
1981-12-14 | Dec | 2:00 | 30.02 | 24.98 | 82 | 0 |  |  | 0
1981-12-14 | Dec | 3:00 | 30.02 | 24.98 | 82 | 0 |  |  | 0
1981-12-14 | Dec | 4:00 | 28.94 | 24.98 | 85 | 0 |  |  | 0
1981-12-14 | Dec | 5:00 | 28.94 | 26.06 | 89 | 0 |  |  | 0
1981-12-14 | Dec | 6:00 | 28.94 | 26.96 | 92 | 0 |  |  | 0
1981-12-14 | Dec | 7:00 | 30.02 | 28.04 | 92 | 0 |  |  | 0
1981-12-14 | Dec | 8:00 | 30.02 | 26.96 | 89 | 0 |  |  | 0
1981-12-14 | Dec | 9:00 | 30.02 | 28.04 | 92 | 0 |  |  | 0
1981-12-14 | Dec | 10:00 | 32 | 28.04 | 85 | 0 |  |  | 0
1981-12-14 | Dec | 11:00 | 32 | 28.04 | 85 | 0 |  |  | 0
1981-12-14 | Dec | 12:00 | 32 | 28.94 | 89 | 0 |  |  | 0
1981-12-14 | Dec | 13:00 | 33.08 | 28.94 | 85 | 0 |  |  | 0
1981-12-14 | Dec | 14:00 | 33.08 | 28.04 | 82 | 0 |  |  | 0
1981-12-14 | Dec | 15:00 | 33.08 | 26.96 | 79 | 0 |  |  | 0
1981-12-14 | Dec | 16:00 | 32 | 26.96 | 82 | 0 |  |  | 0
1981-12-14 | Dec | 17:00 | 30.92 | 26.06 | 82 | 0 |  |  | 0
1981-12-14 | Dec | 18:00 | 26.06 | 21.92 | 85 | 0 |  |  | 0
1981-12-14 | Dec | 19:00 | 24.98 | 21.92 | 88 | 0 |  |  | 0
1981-12-14 | Dec | 20:00 | 19.94 | 17.06 | 88 | 0 |  |  | 0
1981-12-14 | Dec | 21:00 | 17.06 | 14 | 88 | 0 |  |  | 0
1981-12-14 | Dec | 22:00 | 15.98 | 12.92 | 88 | 0 |  |  | 0
1981-12-14 | Dec | 23:00 | 17.06 | 14 | 88 | 0 |  |  | 0
1981-12-14 | Dec | 24:00 | 17.06 | 10.04 | 74 | 0 | 0 |  | 0
1981-12-15 | Dec | 1:00 | 15.08 | 8.96 | 77 | 0 |  |  | 0
1981-12-15 | Dec | 2:00 | 15.08 | 8.06 | 74 | 0 |  |  | 0
1981-12-15 | Dec | 3:00 | 15.08 | 8.06 | 74 | 0 |  |  | 0
1981-12-15 | Dec | 4:00 | 12.92 | 8.06 | 80 | 0 |  |  | 0
1981-12-15 | Dec | 5:00 | 12.92 | 6.98 | 77 | 0 |  |  | 0
1981-12-15 | Dec | 6:00 | 14 | 8.06 | 77 | 0 |  |  | 0
1981-12-15 | Dec | 7:00 | 14 | 8.06 | 77 | 0 |  |  | 0
1981-12-15 | Dec | 8:00 | 14 | 8.06 | 77 | 0 |  |  | 0
1981-12-15 | Dec | 9:00 | 14 | 8.06 | 77 | 0 |  |  | 0
1981-12-15 | Dec | 10:00 | 15.98 | 8.06 | 71 | 0 |  |  | 0
1981-12-15 | Dec | 11:00 | 17.96 | 8.06 | 65 | 0 |  |  | 0
1981-12-15 | Dec | 12:00 | 19.04 | 8.96 | 65 | 0 |  |  | 0
1981-12-15 | Dec | 13:00 | 19.94 | 8.96 | 62 | 0 |  |  | 0
1981-12-15 | Dec | 14:00 | 21.02 | 8.96 | 60 | 0 |  |  | 0
1981-12-15 | Dec | 15:00 | 21.92 | 8.96 | 57 | 0 |  |  | 0
1981-12-15 | Dec | 16:00 | 21.02 | 8.96 | 60 | 0 |  |  | 0
1981-12-15 | Dec | 17:00 | 17.96 | 8.96 | 68 | 0 |  |  | 0
1981-12-15 | Dec | 18:00 | 17.06 | 8.06 | 68 | 0 |  |  | 0
1981-12-15 | Dec | 19:00 | 17.96 | 8.96 | 68 | 0 |  |  | 0
1981-12-15 | Dec | 20:00 | 17.96 | 8.06 | 65 | 0 |  |  | 0
1981-12-15 | Dec | 21:00 | 17.96 | 8.06 | 65 | 0 |  |  | 0
1981-12-15 | Dec | 22:00 | 17.96 | 8.06 | 65 | 0 |  |  | 0
1981-12-15 | Dec | 23:00 | 17.96 | 8.06 | 65 | 0 |  |  | 0
1981-12-15 | Dec | 24:00 | 17.96 | 8.06 | 65 | 0 | 0 |  | 0
1981-12-16 | Dec | 1:00 | 17.96 | 8.06 | 65 | 0 |  |  | 0
1981-12-16 | Dec | 2:00 | 17.06 | 8.06 | 68 | 0 |  |  | 0
1981-12-16 | Dec | 3:00 | 14 | 6.08 | 70 | 0 |  |  | 0
1981-12-16 | Dec | 4:00 | 12.02 | 6.08 | 77 | 0 |  |  | 0
1981-12-16 | Dec | 5:00 | 10.94 | 5 | 77 | 0 |  |  | 0
1981-12-16 | Dec | 6:00 | 10.04 | 3.92 | 76 | 0 |  |  | 0
1981-12-16 | Dec | 7:00 | 8.96 | 3.92 | 80 | 0 |  |  | 0
1981-12-16 | Dec | 8:00 | 8.96 | 3.92 | 80 | 0 |  |  | 0
1981-12-16 | Dec | 9:00 | 12.02 | 3.92 | 70 | 0 |  |  | 0
1981-12-16 | Dec | 10:00 | 15.98 | 5 | 62 | 0 |  |  | 0
1981-12-16 | Dec | 11:00 | 17.96 | 6.98 | 62 | 0 |  |  | 0
1981-12-16 | Dec | 12:00 | 19.04 | 6.98 | 59 | 0 |  |  | 0
1981-12-16 | Dec | 13:00 | 19.94 | 6.98 | 57 | 0 |  |  | 0
1981-12-16 | Dec | 14:00 | 19.94 | 6.98 | 57 | 0 |  |  | 0
1981-12-16 | Dec | 15:00 | 19.94 | 5 | 52 | 0 |  |  | 0
1981-12-16 | Dec | 16:00 | 19.94 | 5 | 52 | 0 |  |  | 0
1981-12-16 | Dec | 17:00 | 17.96 | 5 | 57 | 0 |  |  | 0
1981-12-16 | Dec | 18:00 | 15.98 | 6.08 | 64 | 0 |  |  | 0
1981-12-16 | Dec | 19:00 | 17.06 | 5 | 59 | 0 |  |  | 0
1981-12-16 | Dec | 20:00 | 19.94 | 6.98 | 57 | 0 |  |  | 0
1981-12-16 | Dec | 21:00 | 21.92 | 5 | 48 | 0 |  |  | 0
1981-12-16 | Dec | 22:00 | 21.02 | 6.98 | 55 | 0 |  |  | 0
1981-12-16 | Dec | 23:00 | 19.04 | 8.06 | 62 | 0 |  |  | 0
1981-12-16 | Dec | 24:00 | 17.96 | 10.04 | 71 | 0 | 0 |  | 0
1981-12-17 | Dec | 1:00 | 17.96 | 10.04 | 71 | 0 |  |  | 0
1981-12-17 | Dec | 2:00 | 17.96 | 10.04 | 71 | 0 |  |  | 0
1981-12-17 | Dec | 3:00 | 17.96 | 8.96 | 68 | 0 |  |  | 0
1981-12-17 | Dec | 4:00 | 17.96 | 8.96 | 68 | 0 |  |  | 0
1981-12-17 | Dec | 5:00 | 17.96 | 8.96 | 68 | 0 |  |  | 0
1981-12-17 | Dec | 6:00 | 17.96 | 8.96 | 68 | 0 |  |  | 0
1981-12-17 | Dec | 7:00 | 17.96 | 10.04 | 71 | 0 |  |  | 0
1981-12-17 | Dec | 8:00 | 19.04 | 10.04 | 68 | 0 |  |  | 0
1981-12-17 | Dec | 9:00 | 19.94 | 10.04 | 65 | 0 |  |  | 0
1981-12-17 | Dec | 10:00 | 19.94 | 12.02 | 71 | 0 |  |  | 0
1981-12-17 | Dec | 11:00 | 21.92 | 12.92 | 68 | 0 |  |  | 0
1981-12-17 | Dec | 12:00 | 23 | 15.98 | 74 | 0 |  |  | 0
1981-12-17 | Dec | 13:00 | 21.92 | 17.06 | 81 | 0 |  |  | 0
1981-12-17 | Dec | 14:00 | 21.02 | 15.98 | 81 | 0 |  |  | 0
1981-12-17 | Dec | 15:00 | 21.02 | 14 | 74 | 0 |  |  | 0
1981-12-17 | Dec | 16:00 | 19.04 | 12.92 | 77 | 0 |  |  | 0
1981-12-17 | Dec | 17:00 | 19.04 | 12.02 | 74 | 0 |  |  | 0
1981-12-17 | Dec | 18:00 | 19.04 | 10.04 | 68 | 0 |  |  | 0
1981-12-17 | Dec | 19:00 | 17.96 | 8.96 | 68 | 0 |  |  | 0
1981-12-17 | Dec | 20:00 | 15.98 | 8.06 | 71 | 0 |  |  | 0
1981-12-17 | Dec | 21:00 | 15.08 | 6.98 | 70 | 0 |  |  | 0
1981-12-17 | Dec | 22:00 | 12.02 | 3.92 | 70 | 0 |  |  | 0
1981-12-17 | Dec | 23:00 | 15.08 | 5 | 64 | 0 |  |  | 0
1981-12-17 | Dec | 24:00 | 14 | 5 | 67 | 0 | 0 |  | 0
1981-12-18 | Dec | 1:00 | 12.92 | 3.92 | 67 | 0 |  |  | 0
1981-12-18 | Dec | 2:00 | 12.92 | 3.92 | 67 | 0 |  |  | 0
1981-12-18 | Dec | 3:00 | 12.02 | 3.02 | 67 | 0 |  |  | 0
1981-12-18 | Dec | 4:00 | 10.04 | 3.02 | 73 | 0 |  |  | 0
1981-12-18 | Dec | 5:00 | 8.96 | 1.94 | 73 | 0 |  |  | 0
1981-12-18 | Dec | 6:00 | 6.98 | 1.94 | 80 | 0 |  |  | 0
1981-12-18 | Dec | 7:00 | 6.98 | 1.94 | 80 | 0 |  |  | 0
1981-12-18 | Dec | 8:00 | 6.98 | 1.94 | 80 | 0 |  |  | 0
1981-12-18 | Dec | 9:00 | 8.96 | 1.94 | 73 | 0 |  |  | 0
1981-12-18 | Dec | 10:00 | 12.02 | 3.92 | 70 | 0 |  |  | 0
1981-12-18 | Dec | 11:00 | 17.06 | 6.08 | 62 | 0 |  |  | 0
1981-12-18 | Dec | 12:00 | 19.04 | 8.06 | 62 | 0 |  |  | 0
1981-12-18 | Dec | 13:00 | 21.02 | 6.98 | 55 | 0 |  |  | 0
1981-12-18 | Dec | 14:00 | 21.92 | 6.98 | 52 | 0 |  |  | 0
1981-12-18 | Dec | 15:00 | 21.92 | 6.98 | 52 | 0 |  |  | 0
1981-12-18 | Dec | 16:00 | 19.94 | 5 | 52 | 0 |  |  | 0
1981-12-18 | Dec | 17:00 | 19.04 | 5 | 54 | 0 |  |  | 0
1981-12-18 | Dec | 18:00 | 17.96 | 5 | 57 | 0 |  |  | 0
1981-12-18 | Dec | 19:00 | 15.98 | 5 | 62 | 0 |  |  | 0
1981-12-18 | Dec | 20:00 | 15.98 | 3.92 | 59 | 0 |  |  | 0
1981-12-18 | Dec | 21:00 | 14 | 3.92 | 64 | 0 |  |  | 0
1981-12-18 | Dec | 22:00 | 10.04 | 3.02 | 73 | 0 |  |  | 0
1981-12-18 | Dec | 23:00 | 10.04 | 3.02 | 73 | 0 |  |  | 0
1981-12-18 | Dec | 24:00 | 8.96 | 3.02 | 76 | 0 | 0 |  | 0
1981-12-19 | Dec | 1:00 | 8.06 | 1.94 | 76 | 0 |  |  | 0
1981-12-19 | Dec | 2:00 | 6.08 | 1.94 | 83 | 0 |  |  | 0
1981-12-19 | Dec | 3:00 | 5 | 1.94 | 87 | 0 |  |  | 0
1981-12-19 | Dec | 4:00 | 3.92 | 1.04 | 87 | 0 |  |  | 0
1981-12-19 | Dec | 5:00 | 3.92 | 1.04 | 87 | 0 |  |  | 0
1981-12-19 | Dec | 6:00 | 3.02 | -0.04 | 87 | 0 |  |  | 0
1981-12-19 | Dec | 7:00 | 3.02 | -0.04 | 87 | 0 |  |  | 0
1981-12-19 | Dec | 8:00 | 3.02 | -0.04 | 87 | 0 |  |  | 0
1981-12-19 | Dec | 9:00 | 5 | -0.04 | 80 | 0 |  |  | 0
1981-12-19 | Dec | 10:00 | 8.96 | 1.04 | 70 | 0 |  |  | 0
1981-12-19 | Dec | 11:00 | 14 | -0.94 | 51 | 0 |  |  | 0
1981-12-19 | Dec | 12:00 | 15.98 | 3.92 | 59 | 0 |  |  | 0
1981-12-19 | Dec | 13:00 | 17.96 | 6.08 | 59 | 0 |  |  | 0
1981-12-19 | Dec | 14:00 | 17.96 | 6.08 | 59 | 0 |  |  | 0
1981-12-19 | Dec | 15:00 | 17.96 | 6.08 | 59 | 0 |  |  | 0
1981-12-19 | Dec | 16:00 | 17.96 | 3.92 | 54 | 0 |  |  | 0
1981-12-19 | Dec | 17:00 | 12.92 | 1.94 | 61 | 0 |  |  | 0
1981-12-19 | Dec | 18:00 | 10.94 | 3.02 | 70 | 0 |  |  | 0
1981-12-19 | Dec | 19:00 | 8.96 | 3.02 | 76 | 0 |  |  | 0
1981-12-19 | Dec | 20:00 | 6.08 | 1.04 | 80 | 0 |  |  | 0
1981-12-19 | Dec | 21:00 | 5 | 1.04 | 83 | 0 |  |  | 0
1981-12-19 | Dec | 22:00 | 3.92 | -0.94 | 79 | 0 |  |  | 0
1981-12-19 | Dec | 23:00 | 3.02 | -0.94 | 83 | 0 |  |  | 0
1981-12-19 | Dec | 24:00 | 1.94 | -2.02 | 83 | 0 | 0 |  | 0
1981-12-20 | Dec | 1:00 | 1.94 | -2.02 | 83 | 0 |  |  | 0
1981-12-20 | Dec | 2:00 | 1.04 | -2.92 | 83 | 0 |  |  | 0
1981-12-20 | Dec | 3:00 | -0.04 | -5.08 | 79 | 0.04 |  |  | 1
1981-12-20 | Dec | 4:00 | 1.04 | -5.08 | 76 | 0 |  |  | 0
1981-12-20 | Dec | 5:00 | -0.04 | -5.98 | 75 | 0.04 |  |  | 1
1981-12-20 | Dec | 6:00 | -0.04 | -5.98 | 75 | 0.04 |  |  | 1
1981-12-20 | Dec | 7:00 | -0.94 | -5.98 | 79 | 0.94 |  |  | 1
1981-12-20 | Dec | 8:00 | -0.04 | -5.08 | 79 | 0.04 |  |  | 1
1981-12-20 | Dec | 9:00 | 1.94 | -2.02 | 83 | 0 |  |  | 0
1981-12-20 | Dec | 10:00 | 8.06 | -0.04 | 70 | 0 |  |  | 0
1981-12-20 | Dec | 11:00 | 12.92 | -0.04 | 56 | 0 |  |  | 0
1981-12-20 | Dec | 12:00 | 14 | -0.94 | 51 | 0 |  |  | 0
1981-12-20 | Dec | 13:00 | 15.08 | -0.94 | 49 | 0 |  |  | 0
1981-12-20 | Dec | 14:00 | 15.08 | -0.94 | 49 | 0 |  |  | 0
1981-12-20 | Dec | 15:00 | 15.98 | -0.94 | 47 | 0 |  |  | 0
1981-12-20 | Dec | 16:00 | 14 | -2.02 | 49 | 0 |  |  | 0
1981-12-20 | Dec | 17:00 | 10.94 | -2.02 | 55 | 0 |  |  | 0
1981-12-20 | Dec | 18:00 | 10.04 | -2.02 | 58 | 0 |  |  | 0
1981-12-20 | Dec | 19:00 | 8.96 | -2.02 | 61 | 0 |  |  | 0
1981-12-20 | Dec | 20:00 | 10.94 | -0.94 | 58 | 0 |  |  | 0
1981-12-20 | Dec | 21:00 | 15.08 | 3.92 | 61 | 0 |  |  | 0
1981-12-20 | Dec | 22:00 | 19.94 | 12.92 | 74 | 0 |  |  | 0
1981-12-20 | Dec | 23:00 | 21.92 | 12.02 | 65 | 0 |  |  | 0
1981-12-20 | Dec | 24:00 | 21.92 | 17.06 | 81 | 0 | 0.045833 |  | 0
1981-12-21 | Dec | 1:00 | 21.92 | 17.96 | 85 | 0 |  |  | 0
1981-12-21 | Dec | 2:00 | 23 | 19.94 | 88 | 0 |  |  | 0
1981-12-21 | Dec | 3:00 | 24.08 | 19.94 | 85 | 0 |  |  | 0
1981-12-21 | Dec | 4:00 | 24.08 | 21.02 | 88 | 0 |  |  | 0
1981-12-21 | Dec | 5:00 | 24.98 | 21.92 | 88 | 0 |  |  | 0
1981-12-21 | Dec | 6:00 | 26.96 | 23 | 85 | 0 |  |  | 0
1981-12-21 | Dec | 7:00 | 28.04 | 24.08 | 85 | 0 |  |  | 0
1981-12-21 | Dec | 8:00 | 30.02 | 24.98 | 82 | 0 |  |  | 0
1981-12-21 | Dec | 9:00 | 30.02 | 26.06 | 85 | 0 |  |  | 0
1981-12-21 | Dec | 10:00 | 30.92 | 26.06 | 82 | 0 |  |  | 0
1981-12-21 | Dec | 11:00 | 30.92 | 28.04 | 89 | 0 |  |  | 0
1981-12-21 | Dec | 12:00 | 32 | 28.04 | 85 | 0 |  |  | 0
1981-12-21 | Dec | 13:00 | 32 | 28.04 | 85 | 0 |  |  | 0
1981-12-21 | Dec | 14:00 | 32 | 28.94 | 89 | 0 |  |  | 0
1981-12-21 | Dec | 15:00 | 32 | 28.94 | 89 | 0 |  |  | 0
1981-12-21 | Dec | 16:00 | 33.08 | 30.02 | 89 | 0 |  |  | 0
1981-12-21 | Dec | 17:00 | 33.08 | 30.02 | 89 | 0 |  |  | 0
1981-12-21 | Dec | 18:00 | 33.08 | 30.02 | 89 | 0 |  |  | 0
1981-12-21 | Dec | 19:00 | 33.08 | 30.92 | 92 | 0 |  |  | 0
1981-12-21 | Dec | 20:00 | 33.08 | 30.92 | 92 | 0 |  |  | 0
1981-12-21 | Dec | 21:00 | 33.08 | 30.92 | 92 | 0 |  |  | 0
1981-12-21 | Dec | 22:00 | 33.08 | 30.92 | 92 | 0 |  |  | 0
1981-12-21 | Dec | 23:00 | 32 | 28.94 | 89 | 0 |  |  | 0
1981-12-21 | Dec | 24:00 | 32 | 28.94 | 89 | 0 | 0 |  | 0
1981-12-22 | Dec | 1:00 | 32 | 28.94 | 89 | 0 |  |  | 0
1981-12-22 | Dec | 2:00 | 32 | 28.94 | 89 | 0 |  |  | 0
1981-12-22 | Dec | 3:00 | 32 | 28.94 | 89 | 0 |  |  | 0
1981-12-22 | Dec | 4:00 | 32 | 28.94 | 89 | 0 |  |  | 0
1981-12-22 | Dec | 5:00 | 32 | 28.94 | 89 | 0 |  |  | 0
1981-12-22 | Dec | 6:00 | 32 | 28.94 | 89 | 0 |  |  | 0
1981-12-22 | Dec | 7:00 | 32 | 28.04 | 85 | 0 |  |  | 0
1981-12-22 | Dec | 8:00 | 32 | 28.04 | 85 | 0 |  |  | 0
1981-12-22 | Dec | 9:00 | 30.92 | 28.04 | 89 | 0 |  |  | 0
1981-12-22 | Dec | 10:00 | 32 | 28.04 | 85 | 0 |  |  | 0
1981-12-22 | Dec | 11:00 | 32 | 28.04 | 85 | 0 |  |  | 0
1981-12-22 | Dec | 12:00 | 32 | 28.04 | 85 | 0 |  |  | 0
1981-12-22 | Dec | 13:00 | 33.08 | 28.04 | 82 | 0 |  |  | 0
1981-12-22 | Dec | 14:00 | 33.08 | 26.96 | 79 | 0 |  |  | 0
1981-12-22 | Dec | 15:00 | 33.08 | 26.96 | 79 | 0 |  |  | 0
1981-12-22 | Dec | 16:00 | 33.08 | 26.96 | 79 | 0 |  |  | 0
1981-12-22 | Dec | 17:00 | 33.08 | 26.96 | 79 | 0 |  |  | 0
1981-12-22 | Dec | 18:00 | 33.08 | 26.06 | 75 | 0 |  |  | 0
1981-12-22 | Dec | 19:00 | 33.08 | 26.96 | 79 | 0 |  |  | 0
1981-12-22 | Dec | 20:00 | 32 | 26.06 | 79 | 0 |  |  | 0
1981-12-22 | Dec | 21:00 | 32 | 26.06 | 79 | 0 |  |  | 0
1981-12-22 | Dec | 22:00 | 32 | 26.06 | 79 | 0 |  |  | 0
1981-12-22 | Dec | 23:00 | 32 | 26.06 | 79 | 0 |  |  | 0
1981-12-22 | Dec | 24:00 | 32 | 26.06 | 79 | 0 | 0 |  | 0
1981-12-23 | Dec | 1:00 | 30.92 | 24.98 | 78 | 0 |  |  | 0
1981-12-23 | Dec | 2:00 | 30.02 | 21.92 | 72 | 0 |  |  | 0
1981-12-23 | Dec | 3:00 | 28.94 | 19.94 | 69 | 0 |  |  | 0
1981-12-23 | Dec | 4:00 | 26.96 | 17.96 | 69 | 0 |  |  | 0
1981-12-23 | Dec | 5:00 | 24.08 | 17.06 | 75 | 0 |  |  | 0
1981-12-23 | Dec | 6:00 | 19.94 | 15.08 | 81 | 0 |  |  | 0
1981-12-23 | Dec | 7:00 | 17.96 | 12.02 | 77 | 0 |  |  | 0
1981-12-23 | Dec | 8:00 | 17.06 | 10.94 | 77 | 0 |  |  | 0
1981-12-23 | Dec | 9:00 | 17.96 | 10.04 | 71 | 0 |  |  | 0
1981-12-23 | Dec | 10:00 | 19.94 | 10.04 | 65 | 0 |  |  | 0
1981-12-23 | Dec | 11:00 | 21.92 | 10.04 | 60 | 0 |  |  | 0
1981-12-23 | Dec | 12:00 | 23 | 10.04 | 57 | 0 |  |  | 0
1981-12-23 | Dec | 13:00 | 24.98 | 12.02 | 58 | 0 |  |  | 0
1981-12-23 | Dec | 14:00 | 26.96 | 12.92 | 55 | 0 |  |  | 0
1981-12-23 | Dec | 15:00 | 28.04 | 14 | 56 | 0 |  |  | 0
1981-12-23 | Dec | 16:00 | 26.06 | 14 | 60 | 0 |  |  | 0
1981-12-23 | Dec | 17:00 | 23 | 14 | 68 | 0 |  |  | 0
1981-12-23 | Dec | 18:00 | 21.92 | 14 | 71 | 0 |  |  | 0
1981-12-23 | Dec | 19:00 | 21.02 | 14 | 74 | 0 |  |  | 0
1981-12-23 | Dec | 20:00 | 21.02 | 14 | 74 | 0 |  |  | 0
1981-12-23 | Dec | 21:00 | 19.04 | 12.02 | 74 | 0 |  |  | 0
1981-12-23 | Dec | 22:00 | 19.04 | 12.02 | 74 | 0 |  |  | 0
1981-12-23 | Dec | 23:00 | 17.96 | 12.02 | 77 | 0 |  |  | 0
1981-12-23 | Dec | 24:00 | 19.04 | 10.94 | 71 | 0 | 0 |  | 0
1981-12-24 | Dec | 1:00 | 19.04 | 12.92 | 77 | 0 |  |  | 0
1981-12-24 | Dec | 2:00 | 19.94 | 12.92 | 74 | 0 |  |  | 0
1981-12-24 | Dec | 3:00 | 19.94 | 14 | 77 | 0 |  |  | 0
1981-12-24 | Dec | 4:00 | 19.94 | 14 | 77 | 0 |  |  | 0
1981-12-24 | Dec | 5:00 | 19.94 | 14 | 77 | 0 |  |  | 0
1981-12-24 | Dec | 6:00 | 19.94 | 14 | 77 | 0 |  |  | 0
1981-12-24 | Dec | 7:00 | 19.04 | 14 | 81 | 0 |  |  | 0
1981-12-24 | Dec | 8:00 | 19.04 | 14 | 81 | 0 |  |  | 0
1981-12-24 | Dec | 9:00 | 19.94 | 12.02 | 71 | 0 |  |  | 0
1981-12-24 | Dec | 10:00 | 21.92 | 10.04 | 60 | 0 |  |  | 0
1981-12-24 | Dec | 11:00 | 24.08 | 10.04 | 55 | 0 |  |  | 0
1981-12-24 | Dec | 12:00 | 26.06 | 10.04 | 51 | 0 |  |  | 0
1981-12-24 | Dec | 13:00 | 28.04 | 10.94 | 49 | 0 |  |  | 0
1981-12-24 | Dec | 14:00 | 28.94 | 12.02 | 49 | 0 |  |  | 0
1981-12-24 | Dec | 15:00 | 28.94 | 14 | 53 | 0 |  |  | 0
1981-12-24 | Dec | 16:00 | 26.96 | 12.92 | 55 | 0 |  |  | 0
1981-12-24 | Dec | 17:00 | 26.06 | 14 | 60 | 0 |  |  | 0
1981-12-24 | Dec | 18:00 | 21.92 | 14 | 71 | 0 |  |  | 0
1981-12-24 | Dec | 19:00 | 21.02 | 12.92 | 71 | 0 |  |  | 0
1981-12-24 | Dec | 20:00 | 19.94 | 12.92 | 74 | 0 |  |  | 0
1981-12-24 | Dec | 21:00 | 19.94 | 12.02 | 71 | 0 |  |  | 0
1981-12-24 | Dec | 22:00 | 17.06 | 10.04 | 74 | 0 |  |  | 0
1981-12-24 | Dec | 23:00 | 15.98 | 8.96 | 74 | 0 |  |  | 0
1981-12-24 | Dec | 24:00 | 15.08 | 10.04 | 80 | 0 | 0 |  | 0
1981-12-25 | Dec | 1:00 | 15.98 | 12.02 | 84 | 0 |  |  | 0
1981-12-25 | Dec | 2:00 | 17.96 | 12.92 | 81 | 0 |  |  | 0
1981-12-25 | Dec | 3:00 | 19.04 | 14 | 81 | 0 |  |  | 0
1981-12-25 | Dec | 4:00 | 17.06 | 12.02 | 81 | 0 |  |  | 0
1981-12-25 | Dec | 5:00 | 15.08 | 10.94 | 84 | 0 |  |  | 0
1981-12-25 | Dec | 6:00 | 15.08 | 10.94 | 84 | 0 |  |  | 0
1981-12-25 | Dec | 7:00 | 15.08 | 10.04 | 80 | 0 |  |  | 0
1981-12-25 | Dec | 8:00 | 15.98 | 12.02 | 84 | 0 |  |  | 0
1981-12-25 | Dec | 9:00 | 19.94 | 15.98 | 84 | 0 |  |  | 0
1981-12-25 | Dec | 10:00 | 24.98 | 17.96 | 75 | 0 |  |  | 0
1981-12-25 | Dec | 11:00 | 28.04 | 19.04 | 69 | 0 |  |  | 0
1981-12-25 | Dec | 12:00 | 30.92 | 19.94 | 64 | 0 |  |  | 0
1981-12-25 | Dec | 13:00 | 32 | 19.94 | 61 | 0 |  |  | 0
1981-12-25 | Dec | 14:00 | 33.98 | 21.02 | 59 | 0 |  |  | 0
1981-12-25 | Dec | 15:00 | 33.08 | 21.02 | 61 | 0 |  |  | 0
1981-12-25 | Dec | 16:00 | 32 | 21.02 | 64 | 0 |  |  | 0
1981-12-25 | Dec | 17:00 | 28.04 | 19.94 | 72 | 0 |  |  | 0
1981-12-25 | Dec | 18:00 | 26.06 | 19.04 | 75 | 0 |  |  | 0
1981-12-25 | Dec | 19:00 | 24.98 | 19.04 | 78 | 0 |  |  | 0
1981-12-25 | Dec | 20:00 | 24.08 | 19.04 | 81 | 0 |  |  | 0
1981-12-25 | Dec | 21:00 | 23 | 17.96 | 81 | 0 |  |  | 0
1981-12-25 | Dec | 22:00 | 24.08 | 19.04 | 81 | 0 |  |  | 0
1981-12-25 | Dec | 23:00 | 24.98 | 19.94 | 81 | 0 |  |  | 0
1981-12-25 | Dec | 24:00 | 24.08 | 19.94 | 85 | 0 | 0 |  | 0
1981-12-26 | Dec | 1:00 | 23 | 19.94 | 88 | 0 |  |  | 0
1981-12-26 | Dec | 2:00 | 26.06 | 19.94 | 78 | 0 |  |  | 0
1981-12-26 | Dec | 3:00 | 26.06 | 21.02 | 81 | 0 |  |  | 0
1981-12-26 | Dec | 4:00 | 28.04 | 21.92 | 78 | 0 |  |  | 0
1981-12-26 | Dec | 5:00 | 28.94 | 21.02 | 72 | 0 |  |  | 0
1981-12-26 | Dec | 6:00 | 23 | 17.06 | 78 | 0 |  |  | 0
1981-12-26 | Dec | 7:00 | 24.08 | 19.04 | 81 | 0 |  |  | 0
1981-12-26 | Dec | 8:00 | 26.06 | 19.04 | 75 | 0 |  |  | 0
1981-12-26 | Dec | 9:00 | 30.02 | 19.94 | 66 | 0 |  |  | 0
1981-12-26 | Dec | 10:00 | 30.92 | 19.94 | 64 | 0 |  |  | 0
1981-12-26 | Dec | 11:00 | 33.08 | 19.04 | 56 | 0 |  |  | 0
1981-12-26 | Dec | 12:00 | 30.92 | 26.06 | 82 | 0 |  |  | 0
1981-12-26 | Dec | 13:00 | 33.98 | 24.98 | 70 | 0 |  |  | 0
1981-12-26 | Dec | 14:00 | 33.98 | 24.08 | 67 | 0 |  |  | 0
1981-12-26 | Dec | 15:00 | 33.98 | 24.98 | 70 | 0 |  |  | 0
1981-12-26 | Dec | 16:00 | 33.98 | 26.06 | 73 | 0 |  |  | 0
1981-12-26 | Dec | 17:00 | 33.98 | 26.96 | 76 | 0 |  |  | 0
1981-12-26 | Dec | 18:00 | 33.98 | 28.04 | 79 | 0 |  |  | 0
1981-12-26 | Dec | 19:00 | 33.98 | 28.94 | 82 | 0 |  |  | 0
1981-12-26 | Dec | 20:00 | 33.98 | 28.94 | 82 | 0 |  |  | 0
1981-12-26 | Dec | 21:00 | 33.08 | 28.94 | 85 | 0 |  |  | 0
1981-12-26 | Dec | 22:00 | 32 | 26.96 | 82 | 0 |  |  | 0
1981-12-26 | Dec | 23:00 | 30.02 | 24.98 | 82 | 0 |  |  | 0
1981-12-26 | Dec | 24:00 | 28.94 | 24.08 | 82 | 0 | 0 |  | 0
1981-12-27 | Dec | 1:00 | 26.96 | 24.98 | 92 | 0 |  |  | 0
1981-12-27 | Dec | 2:00 | 28.04 | 26.06 | 92 | 0 |  |  | 0
1981-12-27 | Dec | 3:00 | 26.96 | 26.06 | 96 | 0 |  |  | 0
1981-12-27 | Dec | 4:00 | 26.96 | 24.08 | 88 | 0 |  |  | 0
1981-12-27 | Dec | 5:00 | 28.04 | 21.02 | 75 | 0 |  |  | 0
1981-12-27 | Dec | 6:00 | 26.96 | 23 | 85 | 0 |  |  | 0
1981-12-27 | Dec | 7:00 | 28.94 | 23 | 78 | 0 |  |  | 0
1981-12-27 | Dec | 8:00 | 28.94 | 21.02 | 72 | 0 |  |  | 0
1981-12-27 | Dec | 9:00 | 30.02 | 19.94 | 66 | 0 |  |  | 0
1981-12-27 | Dec | 10:00 | 30.02 | 19.94 | 66 | 0 |  |  | 0
1981-12-27 | Dec | 11:00 | 30.02 | 19.04 | 64 | 0 |  |  | 0
1981-12-27 | Dec | 12:00 | 30.92 | 19.04 | 61 | 0 |  |  | 0
1981-12-27 | Dec | 13:00 | 30.92 | 19.04 | 61 | 0 |  |  | 0
1981-12-27 | Dec | 14:00 | 30.02 | 17.96 | 61 | 0 |  |  | 0
1981-12-27 | Dec | 15:00 | 30.92 | 17.96 | 59 | 0 |  |  | 0
1981-12-27 | Dec | 16:00 | 28.94 | 17.06 | 61 | 0 |  |  | 0
1981-12-27 | Dec | 17:00 | 26.96 | 15.98 | 63 | 0 |  |  | 0
1981-12-27 | Dec | 18:00 | 23 | 15.98 | 74 | 0 |  |  | 0
1981-12-27 | Dec | 19:00 | 23 | 15.98 | 74 | 0 |  |  | 0
1981-12-27 | Dec | 20:00 | 23 | 15.98 | 74 | 0 |  |  | 0
1981-12-27 | Dec | 21:00 | 24.08 | 17.06 | 75 | 0 |  |  | 0
1981-12-27 | Dec | 22:00 | 24.98 | 17.06 | 72 | 0 |  |  | 0
1981-12-27 | Dec | 23:00 | 23 | 15.98 | 74 | 0 |  |  | 0
1981-12-27 | Dec | 24:00 | 19.94 | 15.08 | 81 | 0 | 0 |  | 0
1981-12-28 | Dec | 1:00 | 19.04 | 15.98 | 88 | 0 |  |  | 0
1981-12-28 | Dec | 2:00 | 21.02 | 17.96 | 88 | 0 |  |  | 0
1981-12-28 | Dec | 3:00 | 23 | 21.92 | 96 | 0 |  |  | 0
1981-12-28 | Dec | 4:00 | 23 | 23 | 100 | 0 |  |  | 0
1981-12-28 | Dec | 5:00 | 23 | 21.92 | 96 | 0 |  |  | 0
1981-12-28 | Dec | 6:00 | 23 | 21.02 | 92 | 0 |  |  | 0
1981-12-28 | Dec | 7:00 | 23 | 21.02 | 92 | 0 |  |  | 0
1981-12-28 | Dec | 8:00 | 23 | 21.92 | 96 | 0 |  |  | 0
1981-12-28 | Dec | 9:00 | 24.08 | 21.92 | 92 | 0 |  |  | 0
1981-12-28 | Dec | 10:00 | 24.98 | 23 | 92 | 0 |  |  | 0
1981-12-28 | Dec | 11:00 | 26.06 | 21.92 | 85 | 0 |  |  | 0
1981-12-28 | Dec | 12:00 | 26.96 | 21.92 | 81 | 0 |  |  | 0
1981-12-28 | Dec | 13:00 | 26.96 | 21.92 | 81 | 0 |  |  | 0
1981-12-28 | Dec | 14:00 | 28.04 | 19.94 | 72 | 0 |  |  | 0
1981-12-28 | Dec | 15:00 | 26.96 | 17.96 | 69 | 0 |  |  | 0
1981-12-28 | Dec | 16:00 | 23 | 15.98 | 74 | 0 |  |  | 0
1981-12-28 | Dec | 17:00 | 21.02 | 15.08 | 78 | 0 |  |  | 0
1981-12-28 | Dec | 18:00 | 19.94 | 14 | 77 | 0 |  |  | 0
1981-12-28 | Dec | 19:00 | 19.94 | 14 | 77 | 0 |  |  | 0
1981-12-28 | Dec | 20:00 | 17.96 | 12.02 | 77 | 0 |  |  | 0
1981-12-28 | Dec | 21:00 | 17.96 | 12.92 | 81 | 0 |  |  | 0
1981-12-28 | Dec | 22:00 | 17.06 | 12.02 | 81 | 0 |  |  | 0
1981-12-28 | Dec | 23:00 | 15.98 | 10.94 | 81 | 0 |  |  | 0
1981-12-28 | Dec | 24:00 | 10.04 | 3.92 | 76 | 0 | 0 |  | 0
1981-12-29 | Dec | 1:00 | 6.98 | 1.04 | 76 | 0 |  |  | 0
1981-12-29 | Dec | 2:00 | 6.98 | 3.02 | 83 | 0 |  |  | 0
1981-12-29 | Dec | 3:00 | 3.02 | -0.94 | 83 | 0 |  |  | 0
1981-12-29 | Dec | 4:00 | -0.04 | -5.08 | 79 | 0.04 |  |  | 1
1981-12-29 | Dec | 5:00 | 1.04 | -2.02 | 87 | 0 |  |  | 0
1981-12-29 | Dec | 6:00 | 1.04 | -2.92 | 83 | 0 |  |  | 0
1981-12-29 | Dec | 7:00 | 1.04 | -2.92 | 83 | 0 |  |  | 0
1981-12-29 | Dec | 8:00 | 1.94 | -2.02 | 83 | 0 |  |  | 0
1981-12-29 | Dec | 9:00 | 6.08 | 1.94 | 83 | 0 |  |  | 0
1981-12-29 | Dec | 10:00 | 10.94 | 6.08 | 80 | 0 |  |  | 0
1981-12-29 | Dec | 11:00 | 15.98 | 8.06 | 71 | 0 |  |  | 0
1981-12-29 | Dec | 12:00 | 17.96 | 8.06 | 65 | 0 |  |  | 0
1981-12-29 | Dec | 13:00 | 17.96 | 8.06 | 65 | 0 |  |  | 0
1981-12-29 | Dec | 14:00 | 17.96 | 6.98 | 62 | 0 |  |  | 0
1981-12-29 | Dec | 15:00 | 17.96 | 6.98 | 62 | 0 |  |  | 0
1981-12-29 | Dec | 16:00 | 15.08 | 5 | 64 | 0 |  |  | 0
1981-12-29 | Dec | 17:00 | 12.92 | 3.92 | 67 | 0 |  |  | 0
1981-12-29 | Dec | 18:00 | 10.04 | 3.02 | 73 | 0 |  |  | 0
1981-12-29 | Dec | 19:00 | 10.04 | 3.92 | 76 | 0 |  |  | 0
1981-12-29 | Dec | 20:00 | 10.04 | 5 | 80 | 0 |  |  | 0
1981-12-29 | Dec | 21:00 | 10.94 | 3.92 | 73 | 0 |  |  | 0
1981-12-29 | Dec | 22:00 | 8.96 | 3.02 | 76 | 0 |  |  | 0
1981-12-29 | Dec | 23:00 | 5 | -0.04 | 80 | 0 |  |  | 0
1981-12-29 | Dec | 24:00 | 1.04 | -5.08 | 76 | 0 | 0.0016667 |  | 0
1981-12-30 | Dec | 1:00 | -0.04 | -7.06 | 72 | 0.04 |  |  | 1
1981-12-30 | Dec | 2:00 | -0.94 | -5.98 | 79 | 0.94 |  |  | 1
1981-12-30 | Dec | 3:00 | 3.02 | -0.94 | 83 | 0 |  |  | 0
1981-12-30 | Dec | 4:00 | 3.92 | 1.04 | 87 | 0 |  |  | 0
1981-12-30 | Dec | 5:00 | 5 | 3.02 | 91 | 0 |  |  | 0
1981-12-30 | Dec | 6:00 | 5 | 3.02 | 91 | 0 |  |  | 0
1981-12-30 | Dec | 7:00 | 5 | 1.94 | 87 | 0 |  |  | 0
1981-12-30 | Dec | 8:00 | 6.08 | 1.94 | 83 | 0 |  |  | 0
1981-12-30 | Dec | 9:00 | 8.96 | 6.98 | 91 | 0 |  |  | 0
1981-12-30 | Dec | 10:00 | 12.02 | 8.96 | 88 | 0 |  |  | 0
1981-12-30 | Dec | 11:00 | 17.96 | 12.02 | 77 | 0 |  |  | 0
1981-12-30 | Dec | 12:00 | 19.94 | 14 | 77 | 0 |  |  | 0
1981-12-30 | Dec | 13:00 | 21.92 | 14 | 71 | 0 |  |  | 0
1981-12-30 | Dec | 14:00 | 24.08 | 15.98 | 71 | 0 |  |  | 0
1981-12-30 | Dec | 15:00 | 24.98 | 17.06 | 72 | 0 |  |  | 0
1981-12-30 | Dec | 16:00 | 24.98 | 15.98 | 69 | 0 |  |  | 0
1981-12-30 | Dec | 17:00 | 26.06 | 17.06 | 69 | 0 |  |  | 0
1981-12-30 | Dec | 18:00 | 26.06 | 17.06 | 69 | 0 |  |  | 0
1981-12-30 | Dec | 19:00 | 26.06 | 17.06 | 69 | 0 |  |  | 0
1981-12-30 | Dec | 20:00 | 26.96 | 17.06 | 66 | 0 |  |  | 0
1981-12-30 | Dec | 21:00 | 28.04 | 17.96 | 66 | 0 |  |  | 0
1981-12-30 | Dec | 22:00 | 28.04 | 17.96 | 66 | 0 |  |  | 0
1981-12-30 | Dec | 23:00 | 28.94 | 19.04 | 66 | 0 |  |  | 0
1981-12-30 | Dec | 24:00 | 28.94 | 19.94 | 69 | 0 | 0.040833 |  | 0
1981-12-31 | Dec | 1:00 | 32 | 19.94 | 61 | 0 |  |  | 0
1981-12-31 | Dec | 2:00 | 35.06 | 21.92 | 59 | 0 |  |  | 0
1981-12-31 | Dec | 3:00 | 37.04 | 24.08 | 59 | 0 |  |  | 0
1981-12-31 | Dec | 4:00 | 35.96 | 23 | 59 | 0 |  |  | 0
1981-12-31 | Dec | 5:00 | 37.04 | 21.02 | 52 | 0 |  |  | 0
1981-12-31 | Dec | 6:00 | 35.06 | 21.92 | 59 | 0 |  |  | 0
1981-12-31 | Dec | 7:00 | 33.08 | 24.08 | 70 | 0 |  |  | 0
1981-12-31 | Dec | 8:00 | 33.98 | 26.06 | 73 | 0 |  |  | 0
1981-12-31 | Dec | 9:00 | 33.98 | 26.96 | 76 | 0 |  |  | 0
1981-12-31 | Dec | 10:00 | 35.06 | 28.04 | 76 | 0 |  |  | 0
1981-12-31 | Dec | 11:00 | 35.06 | 28.94 | 79 | 0 |  |  | 0
1981-12-31 | Dec | 12:00 | 35.06 | 30.02 | 82 | 0 |  |  | 0
1981-12-31 | Dec | 13:00 | 35.06 | 30.02 | 82 | 0 |  |  | 0
1981-12-31 | Dec | 14:00 | 33.98 | 30.92 | 89 | 0 |  |  | 0
1981-12-31 | Dec | 15:00 | 33.98 | 32 | 92 | 0 |  |  | 0
1981-12-31 | Dec | 16:00 | 32 | 30.02 | 92 | 0 |  |  | 0
1981-12-31 | Dec | 17:00 | 32 | 30.02 | 92 | 0 |  |  | 0
1981-12-31 | Dec | 18:00 | 32 | 30.02 | 92 | 0 |  |  | 0
1981-12-31 | Dec | 19:00 | 32 | 30.02 | 92 | 0 |  |  | 0
1981-12-31 | Dec | 20:00 | 30.02 | 26.96 | 89 | 0 |  |  | 0
1981-12-31 | Dec | 21:00 | 24.98 | 19.94 | 81 | 0 |  |  | 0
1981-12-31 | Dec | 22:00 | 24.08 | 19.04 | 81 | 0 |  |  | 0
1981-12-31 | Dec | 23:00 | 23 | 17.06 | 78 | 0 |  |  | 0
1981-12-31 | Dec | 24:00 | 21.02 | 15.98 | 81 | 0 | 0 |  | 0
#DIV/0!

## Energy Savings Calculations (hidden)
Average Heating OAT | -3.321
Heating Set Point | 0
Height Of Ceiling | 0
Stratified Temp Increase | 0
Limited Temp Increase | 5
Stratified Temp at Ceiling | 5
Destratified Temp at Ceiling | 2
Diameter of Fan | 0
Area of Fan | 0
Area of ceiling covered by fan | 0 | per ASHRAE article of 58,000 area facility having 5 24 ft fans times .9 multiplier
Area of ceiling | 0
Destrat Area | 0
U value of roof | #DIV/0!
Hours | 79
Efficiency | 0%
Baseline Heat Loss | #DIV/0! | Btu/hr
Proposed Heat Loss | #DIV/0! | Btu/hr
Savings | #DIV/0! | therm/yr