## Instructions
Custom Incentives: Tank Insulation Calculator
Welcome. This document has been prepared by CLEAResult.
The purpose of this spreadsheet is to determine the savings from insulating an existing, uninsulated tank that is
heated via natural gas fired equipment. The following steps outline the proper use of this form. Please note the
use of the word estimate as true savings will be evaluated after post installation M&V.
1. Enter all initial parameters on the "Tank Insulation Calculator" tab. The necessary items are highlighted in Blue.
2. All required fields must be filled in for savings to be properly displayed.
3. The calculator uses meteorological data from the Chicago O'Hare weather station. If weather in your
location greatly differs from this location, contact technical support.
4. While there are drop down options for tank material, insulation material, and jacket material, any of these inputs can be over ridden with user defined values if they are more accurate.
5. If the efficiency of the equipment that heats the material in the tank is unknown, use a value of 80%
6. Ensure that upon completion of the calculation, no warnings appear on the screen.
7. For technical support on this tool contract Jeremy Selwyn: Jeremy.Selwyn@CLEAResult.com
Currently, this spreadsheet calculates the savings from installing insulation on a bare tank only. The spreadsheet does not calculate savings for replacing existing insulation with new insulation. For applications that differ from the parameters displayed in on the spreadsheet please contact technical support.
Please Note: This calculator is used for estimating savings and does not guarantee the estimated incentive. The methodology presented in this calculator is deemed acceptable for the Nicor Gas Business Custom Program. However, the assumptions used by the applicant to calculate the annual savings will be reviewed by the Business Custom Incentive Program, which is solely responsible for the final determination of the annual energy savings to be used in calculating the incentive amount. The Program also reserves the right to require the applicant to conduct specific measurement and verification activities, including monitoring both before and after the retrofit, and to base the incentive payment on the results of these activities.
  Email: CustomRebates@nicorgasrebates.com
  Fax: 312.755.9028
  Phone: 312.344.1520
  Nicor Gas Business Custom Incentive Program
  444 N. Michigan Ave., Suite 400
  Chicago, IL 60611

## Tank Insulation Calculator
Custom Incentives: Tank Insulation Calculator
Inputs
1. Tank Height: |  | Ft |  |  | Indoors
2. Tank Diameter: |  | Ft |  |  | Outdoors
3. Tank Wall Thickness: |  | Ft
4. Internal Tank Temperature: |  | F
5. Tank Location (Select Option): | Indoors
6. Avg. Indoor Ambient Temperature: |  | F
7. Tank Base Material (Select Option): | _None
8. Insulation Material (Select Option): | _None |  | Optional R-Value Calculator
9. Insulation Thickness: |  | Ft | R-Value | (Hr.*Ft^2*F)/Btu
10. Jacket Material (Select Option): | _None |  | Conductivity | Btu/(Hr.*Ft^2*F)
11. Heating Hours: |  | Hrs.
12. Heater Efficiency: |  | %
Outputs
Tank Surface Area: | 0 | Ft^2
Base Material Emissivity: | 0
Base Material Conductivity: | 0 | Btu/(Hr.*Ft^2*F)
Insulation Conductivity: | 0 | Btu/(Hr.*Ft^2*F)
Jacket Emissivity: | 0
Project Summary
Baseline Heat Loss: |  | Therms
Proposed Heat Loss: |  | Therms
Energy Savings: |  | Therms/Yr.
Project Cost:
Incentive: | 0
Energy Cost: |  | $/Therm
Simple Payback: |  | Years

## Calcs (hidden)
Station ID: 725300 | Chicago O'Hare Internatial Airport | [20 empty] | 0 | 0 | 0
Weather | [6 empty] | Calcs for Outdoor Tank | [20 empty] | Calcs for indoor tank
Actual Date | Month | Day of Month | Time (HH:MM) | Dry-bulb (F) | Wind direction (degrees) | Wind Speed (ft/min) | Wind Speed (ft/hr) | Baseline Radiation Loss (Therms) | Proposed Radiation Loss (Therms) | Dynamic Viscosity (lbm/hr*ft) | Kinematic Viscosity (ft^2/hr) | Density (lbm/ft^3) | Thermal Conductivity (Btu/hr*ft^2*F) | Specific Heat Capacity (Btu/lbm*F) | Prandlt Number | Reynolds Number | Thermal Diffusivity | Thermal Expansion Coefficient (1/R) | Rayleigh Number | Natrual Convection Heat Transfer Coefficient (Btu/hr*ft^2*F) | Convective Heat Transfer Coefficient (Btu/hr*ft^2*F) | Baseline Overall Heat Transfer Coefficient (Btu/hr*ft^2*F) | Proposed Overall Heat Transfer Coefficient (Btu/hr*ft^2*F) | Baseline Conductive and Convective Heat Loss (Therms) | Proposed Conductive and Convective Heat Loss (Therms) | Baseline Heat Loss (Therms) | Proposed Heat Loss (Therms) | Baseline Radiation Loss (Therms) | Proposed Radiation Loss (Therms) | Kinematic Viscosity (ft^2/hr) | Density (lbs/ft^3) | Thermal Conductivity (Btu/hr*ft^2*F) | Specific Heat Capacity (Btu/lbm*F) | Thermal Diffusivity | Thermal Expansion Coefficient | Rayleigh Number | Natrual Convection Heat Transfer Coefficient | Baseline Overall Heat Transfer Coefficient (Btu/hr*ft^2*F) | Proposed Overall Heat Transfer Coefficient (Btu/hr*ft^2*F) | Baseline Conductive and Convective Heat Loss (Therms) | Proposed Conductive and Convective Heat Loss (Therms) | Baseline Heat Loss (Therms) | Proposed Heat Loss (Therms)
1986-01-01 | Jan | 1 | 1:00 | 10.04 | 270 | 511.811 | 30708.6624 | 0 | 0 | 0.039847 | 3.6394e-08 | 0.084483 | 0.013361 | 0.24 | 0.71576 | 0 | 0.65896 | 0.0021275 | 0 | #DIV/0! | #DIV/0! | #DIV/0! | #DIV/0! | 0 | 0 | 0 | 0 | 0 | 0 | 3.5e-08 | 0.08633 | 0.0131 | 0.24 | 0.63226 | 0.0021739 | 0 | #DIV/0! | #DIV/0! | #DIV/0! | #DIV/0! | #DIV/0! | #DIV/0! | #DIV/0!
1986-01-01 | Jan | 1 | 2:00 | 10.94 | 250 | 511.811 | 30708.6624 | 0 | 0 | 0.03991 | 3.6519e-08 | 0.084325 | 0.013384 | 0.24 | 0.71563 | 0 | 0.66136 | 0.0021234 | 0 | #DIV/0! | #DIV/0! | #DIV/0! | #DIV/0! | 0 | 0 | 0 | 0
1986-01-01 | Jan | 1 | 3:00 | 12.02 | 240 | 413.3858 | 24803.1504 | 0 | 0 | 0.039985 | 3.6669e-08 | 0.084134 | 0.013413 | 0.24 | 0.71547 | 0 | 0.66424 | 0.0021186 | 0 | #DIV/0! | #DIV/0! | #DIV/0! | #DIV/0! | 0 | 0 | 0 | 0
1986-01-01 | Jan | 1 | 4:00 | 12.02 | 230 | 511.811 | 30708.6624 | 0 | 0 | 0.039985 | 3.6669e-08 | 0.084134 | 0.013413 | 0.24 | 0.71547 | 0 | 0.66424 | 0.0021186 | 0 | #DIV/0! | #DIV/0! | #DIV/0! | #DIV/0! | 0 | 0 | 0 | 0
1986-01-01 | Jan | 1 | 5:00 | 12.92 | 240 | 511.811 | 30708.6624 | 0 | 0 | 0.040047 | 3.6794e-08 | 0.083976 | 0.013436 | 0.24 | 0.71535 | 0 | 0.66665 | 0.0021145 | 0 | #DIV/0! | #DIV/0! | #DIV/0! | #DIV/0! | 0 | 0 | 0 | 0
1986-01-01 | Jan | 1 | 6:00 | 12.92 | 210 | 511.811 | 30708.6624 | 0 | 0 | 0.040047 | 3.6794e-08 | 0.083976 | 0.013436 | 0.24 | 0.71535 | 0 | 0.66665 | 0.0021145 | 0 | #DIV/0! | #DIV/0! | #DIV/0! | #DIV/0! | 0 | 0 | 0 | 0
1986-01-01 | Jan | 1 | 7:00 | 12.92 | 180 | 610.2362 | 36614.1744 | 0 | 0 | 0.040047 | 3.6794e-08 | 0.083976 | 0.013436 | 0.24 | 0.71535 | 0 | 0.66665 | 0.0021145 | 0 | #DIV/0! | #DIV/0! | #DIV/0! | #DIV/0! | 0 | 0 | 0 | 0
1986-01-01 | Jan | 1 | 8:00 | 14 | 180 | 511.811 | 30708.6624 | 0 | 0 | 0.040122 | 3.6944e-08 | 0.083786 | 0.013464 | 0.24 | 0.71519 | 0 | 0.66956 | 0.0021097 | 0 | #DIV/0! | #DIV/0! | #DIV/0! | #DIV/0! | 0 | 0 | 0 | 0
1986-01-01 | Jan | 1 | 9:00 | 15.98 | 190 | 610.2362 | 36614.1744 | 0 | 0 | 0.04026 | 3.7219e-08 | 0.083438 | 0.013515 | 0.24 | 0.71491 | 0 | 0.67493 | 0.0021009 | 0 | #DIV/0! | #DIV/0! | #DIV/0! | #DIV/0! | 0 | 0 | 0 | 0
1986-01-01 | Jan | 1 | 10:00 | 19.94 | 220 | 1122.0473 | 67322.8368 | 0 | 0 | 0.040535 | 3.7769e-08 | 0.082741 | 0.013618 | 0.24 | 0.71436 | 0 | 0.6858 | 0.0020836 | 0 | #DIV/0! | #DIV/0! | #DIV/0! | #DIV/0! | 0 | 0 | 0 | 0
1986-01-01 | Jan | 1 | 11:00 | 23 | 210 | 1122.0473 | 67322.8368 | 0 | 0 | 0.040817 | 3.8278e-08 | 0.082223 | 0.013698 | 0.24 | 0.71515 | 0 | 0.69415 | 0.0020704 | 0 | #DIV/0! | #DIV/0! | #DIV/0! | #DIV/0! | 0 | 0 | 0 | 0
1986-01-01 | Jan | 1 | 12:00 | 26.06 | 220 | 1122.0473 | 67322.8368 | 0 | 0 | 0.041101 | 3.8788e-08 | 0.081706 | 0.013778 | 0.24 | 0.71596 | 0 | 0.7026 | 0.0020574 | 0 | #DIV/0! | #DIV/0! | #DIV/0! | #DIV/0! | 0 | 0 | 0 | 0
1986-01-01 | Jan | 1 | 13:00 | 28.04 | 230 | 1023.6221 | 61417.3248 | 0 | 0 | 0.041284 | 3.9118e-08 | 0.081371 | 0.013829 | 0.24 | 0.71648 | 0 | 0.70812 | 0.002049 | 0 | #DIV/0! | #DIV/0! | #DIV/0! | #DIV/0! | 0 | 0 | 0 | 0
1986-01-01 | Jan | 1 | 14:00 | 30.02 | 260 | 807.0866 | 48425.1984 | 0 | 0 | 0.041466 | 3.9447e-08 | 0.081037 | 0.013881 | 0.24 | 0.71697 | 0 | 0.71369 | 0.0020407 | 0 | #DIV/0! | #DIV/0! | #DIV/0! | #DIV/0! | 0 | 0 | 0 | 0
1986-01-01 | Jan | 1 | 15:00 | 30.02 | 260 | 610.2362 | 36614.1744 | 0 | 0 | 0.041466 | 3.9447e-08 | 0.081037 | 0.013881 | 0.24 | 0.71697 | 0 | 0.71369 | 0.0020407 | 0 | #DIV/0! | #DIV/0! | #DIV/0! | #DIV/0! | 0 | 0 | 0 | 0
1986-01-01 | Jan | 1 | 16:00 | 30.02 | 210 | 295.2756 | 17716.536 | 0 | 0 | 0.041466 | 3.9447e-08 | 0.081037 | 0.013881 | 0.24 | 0.71697 | 0 | 0.71369 | 0.0020407 | 0 | #DIV/0! | #DIV/0! | #DIV/0! | #DIV/0! | 0 | 0 | 0 | 0
1986-01-01 | Jan | 1 | 17:00 | 30.02 | 0 | 0 | 0 | 0 | 0 | 0.041466 | 3.9447e-08 | 0.081037 | 0.013881 | 0.24 | 0.71697 | 0 | 0.71369 | 0.0020407 | 0 | #DIV/0! | #DIV/0! | #DIV/0! | #DIV/0! | 0 | 0 | 0 | 0
1986-01-01 | Jan | 1 | 18:00 | 28.94 | 0 | 0 | 0 | 0 | 0 | 0.041368 | 3.9268e-08 | 0.081219 | 0.013852 | 0.24 | 0.71671 | 0 | 0.71065 | 0.0020452 | 0 | #DIV/0! | #DIV/0! | #DIV/0! | #DIV/0! | 0 | 0 | 0 | 0
1986-01-01 | Jan | 1 | 19:00 | 28.04 | 160 | 413.3858 | 24803.1504 | 0 | 0 | 0.041284 | 3.9118e-08 | 0.081371 | 0.013829 | 0.24 | 0.71648 | 0 | 0.70812 | 0.002049 | 0 | #DIV/0! | #DIV/0! | #DIV/0! | #DIV/0! | 0 | 0 | 0 | 0
1986-01-01 | Jan | 1 | 20:00 | 30.02 | 160 | 511.811 | 30708.6624 | 0 | 0 | 0.041466 | 3.9447e-08 | 0.081037 | 0.013881 | 0.24 | 0.71697 | 0 | 0.71369 | 0.0020407 | 0 | #DIV/0! | #DIV/0! | #DIV/0! | #DIV/0! | 0 | 0 | 0 | 0
1986-01-01 | Jan | 1 | 21:00 | 28.94 | 0 | 0 | 0 | 0 | 0 | 0.041368 | 3.9268e-08 | 0.081219 | 0.013852 | 0.24 | 0.71671 | 0 | 0.71065 | 0.0020452 | 0 | #DIV/0! | #DIV/0! | #DIV/0! | #DIV/0! | 0 | 0 | 0 | 0
1986-01-01 | Jan | 1 | 22:00 | 30.02 | 160 | 511.811 | 30708.6624 | 0 | 0 | 0.041466 | 3.9447e-08 | 0.081037 | 0.013881 | 0.24 | 0.71697 | 0 | 0.71369 | 0.0020407 | 0 | #DIV/0! | #DIV/0! | #DIV/0! | #DIV/0! | 0 | 0 | 0 | 0
1986-01-01 | Jan | 1 | 23:00 | 28.94 | 180 | 511.811 | 30708.6624 | 0 | 0 | 0.041368 | 3.9268e-08 | 0.081219 | 0.013852 | 0.24 | 0.71671 | 0 | 0.71065 | 0.0020452 | 0 | #DIV/0! | #DIV/0! | #DIV/0! | #DIV/0! | 0 | 0 | 0 | 0
1986-01-01 | Jan | 1 | 24:00 | 28.94 | 190 | 511.811 | 30708.6624 | 0 | 0 | 0.041368 | 3.9268e-08 | 0.081219 | 0.013852 | 0.24 | 0.71671 | 0 | 0.71065 | 0.0020452 | 0 | #DIV/0! | #DIV/0! | #DIV/0! | #DIV/0! | 0 | 0 | 0 | 0
1986-01-02 | Jan | 2 | 1:00 | 24.98 | 170 | 413.3858 | 24803.1504 | 0 | 0 | 0.041001 | 3.8608e-08 | 0.081888 | 0.013749 | 0.24 | 0.71568 | 0 | 0.6996 | 0.0020619 | 0 | #DIV/0! | #DIV/0! | #DIV/0! | #DIV/0! | 0 | 0 | 0 | 0
1986-01-02 | Jan | 2 | 2:00 | 26.96 | 200 | 610.2362 | 36614.1744 | 0 | 0 | 0.041184 | 3.8938e-08 | 0.081554 | 0.013801 | 0.24 | 0.7162 | 0 | 0.70511 | 0.0020536 | 0 | #DIV/0! | #DIV/0! | #DIV/0! | #DIV/0! | 0 | 0 | 0 | 0
1986-01-02 | Jan | 2 | 3:00 | 26.06 | 180 | 511.811 | 30708.6624 | 0 | 0 | 0.041101 | 3.8788e-08 | 0.081706 | 0.013778 | 0.24 | 0.71596 | 0 | 0.7026 | 0.0020574 | 0 | #DIV/0! | #DIV/0! | #DIV/0! | #DIV/0! | 0 | 0 | 0 | 0
1986-01-02 | Jan | 2 | 4:00 | 26.96 | 120 | 413.3858 | 24803.1504 | 0 | 0 | 0.041184 | 3.8938e-08 | 0.081554 | 0.013801 | 0.24 | 0.7162 | 0 | 0.70511 | 0.0020536 | 0 | #DIV/0! | #DIV/0! | #DIV/0! | #DIV/0! | 0 | 0 | 0 | 0
1986-01-02 | Jan | 2 | 5:00 | 30.02 | 190 | 708.6614 | 42519.6864 | 0 | 0 | 0.041466 | 3.9447e-08 | 0.081037 | 0.013881 | 0.24 | 0.71697 | 0 | 0.71369 | 0.0020407 | 0 | #DIV/0! | #DIV/0! | #DIV/0! | #DIV/0! | 0 | 0 | 0 | 0
1986-01-02 | Jan | 2 | 6:00 | 30.02 | 210 | 610.2362 | 36614.1744 | 0 | 0 | 0.041466 | 3.9447e-08 | 0.081037 | 0.013881 | 0.24 | 0.71697 | 0 | 0.71369 | 0.0020407 | 0 | #DIV/0! | #DIV/0! | #DIV/0! | #DIV/0! | 0 | 0 | 0 | 0
1986-01-02 | Jan | 2 | 7:00 | 30.92 | 200 | 511.811 | 30708.6624 | 0 | 0 | 0.041487 | 3.9547e-08 | 0.080891 | 0.013904 | 0.24 | 0.71612 | 0 | 0.71619 | 0.002037 | 0 | #DIV/0! | #DIV/0! | #DIV/0! | #DIV/0! | 0 | 0 | 0 | 0
1986-01-02 | Jan | 2 | 8:00 | 30.92 | 190 | 511.811 | 30708.6624 | 0 | 0 | 0.041487 | 3.9547e-08 | 0.080891 | 0.013904 | 0.24 | 0.71612 | 0 | 0.71619 | 0.002037 | 0 | #DIV/0! | #DIV/0! | #DIV/0! | #DIV/0! | 0 | 0 | 0 | 0
1986-01-02 | Jan | 2 | 9:00 | 32 | 180 | 708.6614 | 42519.6864 | 0 | 0 | 0.041512 | 3.9667e-08 | 0.080716 | 0.013932 | 0.24 | 0.71511 | 0 | 0.71919 | 0.0020325 | 0 | #DIV/0! | #DIV/0! | #DIV/0! | #DIV/0! | 0 | 0 | 0 | 0
1986-01-02 | Jan | 2 | 10:00 | 33.08 | 160 | 708.6614 | 42519.6864 | 0 | 0 | 0.041537 | 3.9787e-08 | 0.080541 | 0.01396 | 0.24 | 0.7141 | 0 | 0.7222 | 0.0020281 | 0 | #DIV/0! | #DIV/0! | #DIV/0! | #DIV/0! | 0 | 0 | 0 | 0
1986-01-02 | Jan | 2 | 11:00 | 35.06 | 180 | 708.6614 | 42519.6864 | 0 | 0 | 0.041583 | 4.0007e-08 | 0.08022 | 0.014012 | 0.24 | 0.71226 | 0 | 0.72776 | 0.00202 | 0 | #DIV/0! | #DIV/0! | #DIV/0! | #DIV/0! | 0 | 0 | 0 | 0
1986-01-02 | Jan | 2 | 12:00 | 35.06 | 160 | 413.3858 | 24803.1504 | 0 | 0 | 0.041583 | 4.0007e-08 | 0.08022 | 0.014012 | 0.24 | 0.71226 | 0 | 0.72776 | 0.00202 | 0 | #DIV/0! | #DIV/0! | #DIV/0! | #DIV/0! | 0 | 0 | 0 | 0
1986-01-02 | Jan | 2 | 13:00 | 35.06 | 0 | 0 | 0 | 0 | 0 | 0.041583 | 4.0007e-08 | 0.08022 | 0.014012 | 0.24 | 0.71226 | 0 | 0.72776 | 0.00202 | 0 | #DIV/0! | #DIV/0! | #DIV/0! | #DIV/0! | 0 | 0 | 0 | 0
1986-01-02 | Jan | 2 | 14:00 | 32 | 160 | 511.811 | 30708.6624 | 0 | 0 | 0.041512 | 3.9667e-08 | 0.080716 | 0.013932 | 0.24 | 0.71511 | 0 | 0.71919 | 0.0020325 | 0 | #DIV/0! | #DIV/0! | #DIV/0! | #DIV/0! | 0 | 0 | 0 | 0
1986-01-02 | Jan | 2 | 15:00 | 30.92 | 120 | 413.3858 | 24803.1504 | 0 | 0 | 0.041487 | 3.9547e-08 | 0.080891 | 0.013904 | 0.24 | 0.71612 | 0 | 0.71619 | 0.002037 | 0 | #DIV/0! | #DIV/0! | #DIV/0! | #DIV/0! | 0 | 0 | 0 | 0
1986-01-02 | Jan | 2 | 16:00 | 33.08 | 90 | 708.6614 | 42519.6864 | 0 | 0 | 0.041537 | 3.9787e-08 | 0.080541 | 0.01396 | 0.24 | 0.7141 | 0 | 0.7222 | 0.0020281 | 0 | #DIV/0! | #DIV/0! | #DIV/0! | #DIV/0! | 0 | 0 | 0 | 0
1986-01-02 | Jan | 2 | 17:00 | 33.08 | 170 | 1515.7481 | 90944.8848 | 0 | 0 | 0.041537 | 3.9787e-08 | 0.080541 | 0.01396 | 0.24 | 0.7141 | 0 | 0.7222 | 0.0020281 | 0 | #DIV/0! | #DIV/0! | #DIV/0! | #DIV/0! | 0 | 0 | 0 | 0
1986-01-02 | Jan | 2 | 18:00 | 30.92 | 120 | 610.2362 | 36614.1744 | 0 | 0 | 0.041487 | 3.9547e-08 | 0.080891 | 0.013904 | 0.24 | 0.71612 | 0 | 0.71619 | 0.002037 | 0 | #DIV/0! | #DIV/0! | #DIV/0! | #DIV/0! | 0 | 0 | 0 | 0
1986-01-02 | Jan | 2 | 19:00 | 33.08 | 130 | 708.6614 | 42519.6864 | 0 | 0 | 0.041537 | 3.9787e-08 | 0.080541 | 0.01396 | 0.24 | 0.7141 | 0 | 0.7222 | 0.0020281 | 0 | #DIV/0! | #DIV/0! | #DIV/0! | #DIV/0! | 0 | 0 | 0 | 0
1986-01-02 | Jan | 2 | 20:00 | 33.98 | 140 | 708.6614 | 42519.6864 | 0 | 0 | 0.041558 | 3.9887e-08 | 0.080395 | 0.013983 | 0.24 | 0.71327 | 0 | 0.72473 | 0.0020244 | 0 | #DIV/0! | #DIV/0! | #DIV/0! | #DIV/0! | 0 | 0 | 0 | 0
1986-01-02 | Jan | 2 | 21:00 | 35.06 | 120 | 807.0866 | 48425.1984 | 0 | 0 | 0.041583 | 4.0007e-08 | 0.08022 | 0.014012 | 0.24 | 0.71226 | 0 | 0.72776 | 0.00202 | 0 | #DIV/0! | #DIV/0! | #DIV/0! | #DIV/0! | 0 | 0 | 0 | 0
1986-01-02 | Jan | 2 | 22:00 | 35.96 | 90 | 610.2362 | 36614.1744 | 0 | 0 | 0.041604 | 4.0107e-08 | 0.080074 | 0.014035 | 0.24 | 0.71143 | 0 | 0.73031 | 0.0020163 | 0 | #DIV/0! | #DIV/0! | #DIV/0! | #DIV/0! | 0 | 0 | 0 | 0
1986-01-02 | Jan | 2 | 23:00 | 32 | 0 | 0 | 0 | 0 | 0 | 0.041512 | 3.9667e-08 | 0.080716 | 0.013932 | 0.24 | 0.71511 | 0 | 0.71919 | 0.0020325 | 0 | #DIV/0! | #DIV/0! | #DIV/0! | #DIV/0! | 0 | 0 | 0 | 0
1986-01-02 | Jan | 2 | 24:00 | 32 | 320 | 511.811 | 30708.6624 | 0 | 0 | 0.041512 | 3.9667e-08 | 0.080716 | 0.013932 | 0.24 | 0.71511 | 0 | 0.71919 | 0.0020325 | 0 | #DIV/0! | #DIV/0! | #DIV/0! | #DIV/0! | 0 | 0 | 0 | 0
1986-01-03 | Jan | 3 | 1:00 | 32 | 300 | 511.811 | 30708.6624 | 0 | 0 | 0.041512 | 3.9667e-08 | 0.080716 | 0.013932 | 0.24 | 0.71511 | 0 | 0.71919 | 0.0020325 | 0 | #DIV/0! | #DIV/0! | #DIV/0! | #DIV/0! | 0 | 0 | 0 | 0
1986-01-03 | Jan | 3 | 2:00 | 32 | 320 | 905.5118 | 54330.7104 | 0 | 0 | 0.041512 | 3.9667e-08 | 0.080716 | 0.013932 | 0.24 | 0.71511 | 0 | 0.71919 | 0.0020325 | 0 | #DIV/0! | #DIV/0! | #DIV/0! | #DIV/0! | 0 | 0 | 0 | 0
1986-01-03 | Jan | 3 | 3:00 | 33.08 | 340 | 1417.3229 | 85039.3728 | 0 | 0 | 0.041537 | 3.9787e-08 | 0.080541 | 0.01396 | 0.24 | 0.7141 | 0 | 0.7222 | 0.0020281 | 0 | #DIV/0! | #DIV/0! | #DIV/0! | #DIV/0! | 0 | 0 | 0 | 0
1986-01-03 | Jan | 3 | 4:00 | 32 | 340 | 1220.4725 | 73228.3488 | 0 | 0 | 0.041512 | 3.9667e-08 | 0.080716 | 0.013932 | 0.24 | 0.71511 | 0 | 0.71919 | 0.0020325 | 0 | #DIV/0! | #DIV/0! | #DIV/0! | #DIV/0! | 0 | 0 | 0 | 0
1986-01-03 | Jan | 3 | 5:00 | 30.02 | 320 | 1122.0473 | 67322.8368 | 0 | 0 | 0.041466 | 3.9447e-08 | 0.081037 | 0.013881 | 0.24 | 0.71697 | 0 | 0.71369 | 0.0020407 | 0 | #DIV/0! | #DIV/0! | #DIV/0! | #DIV/0! | 0 | 0 | 0 | 0
1986-01-03 | Jan | 3 | 6:00 | 28.04 | 300 | 1220.4725 | 73228.3488 | 0 | 0 | 0.041284 | 3.9118e-08 | 0.081371 | 0.013829 | 0.24 | 0.71648 | 0 | 0.70812 | 0.002049 | 0 | #DIV/0! | #DIV/0! | #DIV/0! | #DIV/0! | 0 | 0 | 0 | 0
1986-01-03 | Jan | 3 | 7:00 | 26.06 | 310 | 1023.6221 | 61417.3248 | 0 | 0 | 0.041101 | 3.8788e-08 | 0.081706 | 0.013778 | 0.24 | 0.71596 | 0 | 0.7026 | 0.0020574 | 0 | #DIV/0! | #DIV/0! | #DIV/0! | #DIV/0! | 0 | 0 | 0 | 0
1986-01-03 | Jan | 3 | 8:00 | 26.06 | 300 | 905.5118 | 54330.7104 | 0 | 0 | 0.041101 | 3.8788e-08 | 0.081706 | 0.013778 | 0.24 | 0.71596 | 0 | 0.7026 | 0.0020574 | 0 | #DIV/0! | #DIV/0! | #DIV/0! | #DIV/0! | 0 | 0 | 0 | 0
1986-01-03 | Jan | 3 | 9:00 | 24.08 | 320 | 1023.6221 | 61417.3248 | 0 | 0 | 0.040917 | 3.8458e-08 | 0.08204 | 0.013726 | 0.24 | 0.71544 | 0 | 0.69712 | 0.0020658 | 0 | #DIV/0! | #DIV/0! | #DIV/0! | #DIV/0! | 0 | 0 | 0 | 0
1986-01-03 | Jan | 3 | 10:00 | 24.08 | 300 | 1023.6221 | 61417.3248 | 0 | 0 | 0.040917 | 3.8458e-08 | 0.08204 | 0.013726 | 0.24 | 0.71544 | 0 | 0.69712 | 0.0020658 | 0 | #DIV/0! | #DIV/0! | #DIV/0! | #DIV/0! | 0 | 0 | 0 | 0
1986-01-03 | Jan | 3 | 11:00 | 24.98 | 300 | 905.5118 | 54330.7104 | 0 | 0 | 0.041001 | 3.8608e-08 | 0.081888 | 0.013749 | 0.24 | 0.71568 | 0 | 0.6996 | 0.0020619 | 0 | #DIV/0! | #DIV/0! | #DIV/0! | #DIV/0! | 0 | 0 | 0 | 0
1986-01-03 | Jan | 3 | 12:00 | 26.06 | 300 | 807.0866 | 48425.1984 | 0 | 0 | 0.041101 | 3.8788e-08 | 0.081706 | 0.013778 | 0.24 | 0.71596 | 0 | 0.7026 | 0.0020574 | 0 | #DIV/0! | #DIV/0! | #DIV/0! | #DIV/0! | 0 | 0 | 0 | 0
1986-01-03 | Jan | 3 | 13:00 | 26.96 | 300 | 708.6614 | 42519.6864 | 0 | 0 | 0.041184 | 3.8938e-08 | 0.081554 | 0.013801 | 0.24 | 0.7162 | 0 | 0.70511 | 0.0020536 | 0 | #DIV/0! | #DIV/0! | #DIV/0! | #DIV/0! | 0 | 0 | 0 | 0
1986-01-03 | Jan | 3 | 14:00 | 26.96 | 290 | 905.5118 | 54330.7104 | 0 | 0 | 0.041184 | 3.8938e-08 | 0.081554 | 0.013801 | 0.24 | 0.7162 | 0 | 0.70511 | 0.0020536 | 0 | #DIV/0! | #DIV/0! | #DIV/0! | #DIV/0! | 0 | 0 | 0 | 0
1986-01-03 | Jan | 3 | 15:00 | 26.96 | 290 | 413.3858 | 24803.1504 | 0 | 0 | 0.041184 | 3.8938e-08 | 0.081554 | 0.013801 | 0.24 | 0.7162 | 0 | 0.70511 | 0.0020536 | 0 | #DIV/0! | #DIV/0! | #DIV/0! | #DIV/0! | 0 | 0 | 0 | 0
1986-01-03 | Jan | 3 | 16:00 | 26.96 | 280 | 295.2756 | 17716.536 | 0 | 0 | 0.041184 | 3.8938e-08 | 0.081554 | 0.013801 | 0.24 | 0.7162 | 0 | 0.70511 | 0.0020536 | 0 | #DIV/0! | #DIV/0! | #DIV/0! | #DIV/0! | 0 | 0 | 0 | 0
1986-01-03 | Jan | 3 | 17:00 | 26.96 | 260 | 511.811 | 30708.6624 | 0 | 0 | 0.041184 | 3.8938e-08 | 0.081554 | 0.013801 | 0.24 | 0.7162 | 0 | 0.70511 | 0.0020536 | 0 | #DIV/0! | #DIV/0! | #DIV/0! | #DIV/0! | 0 | 0 | 0 | 0
1986-01-03 | Jan | 3 | 18:00 | 26.96 | 250 | 413.3858 | 24803.1504 | 0 | 0 | 0.041184 | 3.8938e-08 | 0.081554 | 0.013801 | 0.24 | 0.7162 | 0 | 0.70511 | 0.0020536 | 0 | #DIV/0! | #DIV/0! | #DIV/0! | #DIV/0! | 0 | 0 | 0 | 0
1986-01-03 | Jan | 3 | 19:00 | 26.96 | 240 | 511.811 | 30708.6624 | 0 | 0 | 0.041184 | 3.8938e-08 | 0.081554 | 0.013801 | 0.24 | 0.7162 | 0 | 0.70511 | 0.0020536 | 0 | #DIV/0! | #DIV/0! | #DIV/0! | #DIV/0! | 0 | 0 | 0 | 0
1986-01-03 | Jan | 3 | 20:00 | 26.96 | 210 | 413.3858 | 24803.1504 | 0 | 0 | 0.041184 | 3.8938e-08 | 0.081554 | 0.013801 | 0.24 | 0.7162 | 0 | 0.70511 | 0.0020536 | 0 | #DIV/0! | #DIV/0! | #DIV/0! | #DIV/0! | 0 | 0 | 0 | 0
1986-01-03 | Jan | 3 | 21:00 | 26.96 | 170 | 413.3858 | 24803.1504 | 0 | 0 | 0.041184 | 3.8938e-08 | 0.081554 | 0.013801 | 0.24 | 0.7162 | 0 | 0.70511 | 0.0020536 | 0 | #DIV/0! | #DIV/0! | #DIV/0! | #DIV/0! | 0 | 0 | 0 | 0
1986-01-03 | Jan | 3 | 22:00 | 26.96 | 170 | 708.6614 | 42519.6864 | 0 | 0 | 0.041184 | 3.8938e-08 | 0.081554 | 0.013801 | 0.24 | 0.7162 | 0 | 0.70511 | 0.0020536 | 0 | #DIV/0! | #DIV/0! | #DIV/0! | #DIV/0! | 0 | 0 | 0 | 0
1986-01-03 | Jan | 3 | 23:00 | 26.96 | 180 | 905.5118 | 54330.7104 | 0 | 0 | 0.041184 | 3.8938e-08 | 0.081554 | 0.013801 | 0.24 | 0.7162 | 0 | 0.70511 | 0.0020536 | 0 | #DIV/0! | #DIV/0! | #DIV/0! | #DIV/0! | 0 | 0 | 0 | 0
1986-01-03 | Jan | 3 | 24:00 | 26.96 | 160 | 807.0866 | 48425.1984 | 0 | 0 | 0.041184 | 3.8938e-08 | 0.081554 | 0.013801 | 0.24 | 0.7162 | 0 | 0.70511 | 0.0020536 | 0 | #DIV/0! | #DIV/0! | #DIV/0! | #DIV/0! | 0 | 0 | 0 | 0
1986-01-04 | Jan | 4 | 1:00 | 26.96 | 170 | 807.0866 | 48425.1984 | 0 | 0 | 0.041184 | 3.8938e-08 | 0.081554 | 0.013801 | 0.24 | 0.7162 | 0 | 0.70511 | 0.0020536 | 0 | #DIV/0! | #DIV/0! | #DIV/0! | #DIV/0! | 0 | 0 | 0 | 0
1986-01-04 | Jan | 4 | 2:00 | 26.96 | 160 | 1023.6221 | 61417.3248 | 0 | 0 | 0.041184 | 3.8938e-08 | 0.081554 | 0.013801 | 0.24 | 0.7162 | 0 | 0.70511 | 0.0020536 | 0 | #DIV/0! | #DIV/0! | #DIV/0! | #DIV/0! | 0 | 0 | 0 | 0
1986-01-04 | Jan | 4 | 3:00 | 26.96 | 170 | 1122.0473 | 67322.8368 | 0 | 0 | 0.041184 | 3.8938e-08 | 0.081554 | 0.013801 | 0.24 | 0.7162 | 0 | 0.70511 | 0.0020536 | 0 | #DIV/0! | #DIV/0! | #DIV/0! | #DIV/0! | 0 | 0 | 0 | 0
1986-01-04 | Jan | 4 | 4:00 | 26.06 | 190 | 1023.6221 | 61417.3248 | 0 | 0 | 0.041101 | 3.8788e-08 | 0.081706 | 0.013778 | 0.24 | 0.71596 | 0 | 0.7026 | 0.0020574 | 0 | #DIV/0! | #DIV/0! | #DIV/0! | #DIV/0! | 0 | 0 | 0 | 0
1986-01-04 | Jan | 4 | 5:00 | 26.06 | 170 | 905.5118 | 54330.7104 | 0 | 0 | 0.041101 | 3.8788e-08 | 0.081706 | 0.013778 | 0.24 | 0.71596 | 0 | 0.7026 | 0.0020574 | 0 | #DIV/0! | #DIV/0! | #DIV/0! | #DIV/0! | 0 | 0 | 0 | 0
1986-01-04 | Jan | 4 | 6:00 | 26.06 | 150 | 807.0866 | 48425.1984 | 0 | 0 | 0.041101 | 3.8788e-08 | 0.081706 | 0.013778 | 0.24 | 0.71596 | 0 | 0.7026 | 0.0020574 | 0 | #DIV/0! | #DIV/0! | #DIV/0! | #DIV/0! | 0 | 0 | 0 | 0
1986-01-04 | Jan | 4 | 7:00 | 26.96 | 160 | 807.0866 | 48425.1984 | 0 | 0 | 0.041184 | 3.8938e-08 | 0.081554 | 0.013801 | 0.24 | 0.7162 | 0 | 0.70511 | 0.0020536 | 0 | #DIV/0! | #DIV/0! | #DIV/0! | #DIV/0! | 0 | 0 | 0 | 0
1986-01-04 | Jan | 4 | 8:00 | 26.96 | 140 | 905.5118 | 54330.7104 | 0 | 0 | 0.041184 | 3.8938e-08 | 0.081554 | 0.013801 | 0.24 | 0.7162 | 0 | 0.70511 | 0.0020536 | 0 | #DIV/0! | #DIV/0! | #DIV/0! | #DIV/0! | 0 | 0 | 0 | 0
1986-01-04 | Jan | 4 | 9:00 | 28.04 | 150 | 905.5118 | 54330.7104 | 0 | 0 | 0.041284 | 3.9118e-08 | 0.081371 | 0.013829 | 0.24 | 0.71648 | 0 | 0.70812 | 0.002049 | 0 | #DIV/0! | #DIV/0! | #DIV/0! | #DIV/0! | 0 | 0 | 0 | 0
1986-01-04 | Jan | 4 | 10:00 | 28.94 | 150 | 1023.6221 | 61417.3248 | 0 | 0 | 0.041368 | 3.9268e-08 | 0.081219 | 0.013852 | 0.24 | 0.71671 | 0 | 0.71065 | 0.0020452 | 0 | #DIV/0! | #DIV/0! | #DIV/0! | #DIV/0! | 0 | 0 | 0 | 0
1986-01-04 | Jan | 4 | 11:00 | 28.94 | 140 | 708.6614 | 42519.6864 | 0 | 0 | 0.041368 | 3.9268e-08 | 0.081219 | 0.013852 | 0.24 | 0.71671 | 0 | 0.71065 | 0.0020452 | 0 | #DIV/0! | #DIV/0! | #DIV/0! | #DIV/0! | 0 | 0 | 0 | 0
1986-01-04 | Jan | 4 | 12:00 | 30.02 | 130 | 708.6614 | 42519.6864 | 0 | 0 | 0.041466 | 3.9447e-08 | 0.081037 | 0.013881 | 0.24 | 0.71697 | 0 | 0.71369 | 0.0020407 | 0 | #DIV/0! | #DIV/0! | #DIV/0! | #DIV/0! | 0 | 0 | 0 | 0
1986-01-04 | Jan | 4 | 13:00 | 30.92 | 210 | 413.3858 | 24803.1504 | 0 | 0 | 0.041487 | 3.9547e-08 | 0.080891 | 0.013904 | 0.24 | 0.71612 | 0 | 0.71619 | 0.002037 | 0 | #DIV/0! | #DIV/0! | #DIV/0! | #DIV/0! | 0 | 0 | 0 | 0
1986-01-04 | Jan | 4 | 14:00 | 30.92 | 320 | 413.3858 | 24803.1504 | 0 | 0 | 0.041487 | 3.9547e-08 | 0.080891 | 0.013904 | 0.24 | 0.71612 | 0 | 0.71619 | 0.002037 | 0 | #DIV/0! | #DIV/0! | #DIV/0! | #DIV/0! | 0 | 0 | 0 | 0
1986-01-04 | Jan | 4 | 15:00 | 30.02 | 330 | 610.2362 | 36614.1744 | 0 | 0 | 0.041466 | 3.9447e-08 | 0.081037 | 0.013881 | 0.24 | 0.71697 | 0 | 0.71369 | 0.0020407 | 0 | #DIV/0! | #DIV/0! | #DIV/0! | #DIV/0! | 0 | 0 | 0 | 0
1986-01-04 | Jan | 4 | 16:00 | 30.02 | 330 | 807.0866 | 48425.1984 | 0 | 0 | 0.041466 | 3.9447e-08 | 0.081037 | 0.013881 | 0.24 | 0.71697 | 0 | 0.71369 | 0.0020407 | 0 | #DIV/0! | #DIV/0! | #DIV/0! | #DIV/0! | 0 | 0 | 0 | 0
1986-01-04 | Jan | 4 | 17:00 | 26.96 | 330 | 1515.7481 | 90944.8848 | 0 | 0 | 0.041184 | 3.8938e-08 | 0.081554 | 0.013801 | 0.24 | 0.7162 | 0 | 0.70511 | 0.0020536 | 0 | #DIV/0! | #DIV/0! | #DIV/0! | #DIV/0! | 0 | 0 | 0 | 0
1986-01-04 | Jan | 4 | 18:00 | 24.98 | 330 | 1417.3229 | 85039.3728 | 0 | 0 | 0.041001 | 3.8608e-08 | 0.081888 | 0.013749 | 0.24 | 0.71568 | 0 | 0.6996 | 0.0020619 | 0 | #DIV/0! | #DIV/0! | #DIV/0! | #DIV/0! | 0 | 0 | 0 | 0
1986-01-04 | Jan | 4 | 19:00 | 23 | 320 | 1515.7481 | 90944.8848 | 0 | 0 | 0.040817 | 3.8278e-08 | 0.082223 | 0.013698 | 0.24 | 0.71515 | 0 | 0.69415 | 0.0020704 | 0 | #DIV/0! | #DIV/0! | #DIV/0! | #DIV/0! | 0 | 0 | 0 | 0
1986-01-04 | Jan | 4 | 20:00 | 23 | 310 | 1318.8977 | 79133.8608 | 0 | 0 | 0.040817 | 3.8278e-08 | 0.082223 | 0.013698 | 0.24 | 0.71515 | 0 | 0.69415 | 0.0020704 | 0 | #DIV/0! | #DIV/0! | #DIV/0! | #DIV/0! | 0 | 0 | 0 | 0
1986-01-04 | Jan | 4 | 21:00 | 24.08 | 310 | 1614.1733 | 96850.3968 | 0 | 0 | 0.040917 | 3.8458e-08 | 0.08204 | 0.013726 | 0.24 | 0.71544 | 0 | 0.69712 | 0.0020658 | 0 | #DIV/0! | #DIV/0! | #DIV/0! | #DIV/0! | 0 | 0 | 0 | 0
1986-01-04 | Jan | 4 | 22:00 | 23 | 330 | 1732.2835 | 103937.0112 | 0 | 0 | 0.040817 | 3.8278e-08 | 0.082223 | 0.013698 | 0.24 | 0.71515 | 0 | 0.69415 | 0.0020704 | 0 | #DIV/0! | #DIV/0! | #DIV/0! | #DIV/0! | 0 | 0 | 0 | 0
1986-01-04 | Jan | 4 | 23:00 | 21.02 | 330 | 1318.8977 | 79133.8608 | 0 | 0 | 0.040634 | 3.7948e-08 | 0.082558 | 0.013647 | 0.24 | 0.71462 | 0 | 0.68874 | 0.0020789 | 0 | #DIV/0! | #DIV/0! | #DIV/0! | #DIV/0! | 0 | 0 | 0 | 0
1986-01-04 | Jan | 4 | 24:00 | 19.04 | 290 | 1023.6221 | 61417.3248 | 0 | 0 | 0.040473 | 3.7644e-08 | 0.082899 | 0.013595 | 0.24 | 0.71448 | 0 | 0.68331 | 0.0020875 | 0 | #DIV/0! | #DIV/0! | #DIV/0! | #DIV/0! | 0 | 0 | 0 | 0
1986-01-05 | Jan | 5 | 1:00 | 19.04 | 310 | 1220.4725 | 73228.3488 | 0 | 0 | 0.040473 | 3.7644e-08 | 0.082899 | 0.013595 | 0.24 | 0.71448 | 0 | 0.68331 | 0.0020875 | 0 | #DIV/0! | #DIV/0! | #DIV/0! | #DIV/0! | 0 | 0 | 0 | 0
1986-01-05 | Jan | 5 | 2:00 | 19.94 | 310 | 1023.6221 | 61417.3248 | 0 | 0 | 0.040535 | 3.7769e-08 | 0.082741 | 0.013618 | 0.24 | 0.71436 | 0 | 0.6858 | 0.0020836 | 0 | #DIV/0! | #DIV/0! | #DIV/0! | #DIV/0! | 0 | 0 | 0 | 0
1986-01-05 | Jan | 5 | 3:00 | 19.04 | 290 | 708.6614 | 42519.6864 | 0 | 0 | 0.040473 | 3.7644e-08 | 0.082899 | 0.013595 | 0.24 | 0.71448 | 0 | 0.68331 | 0.0020875 | 0 | #DIV/0! | #DIV/0! | #DIV/0! | #DIV/0! | 0 | 0 | 0 | 0
1986-01-05 | Jan | 5 | 4:00 | 15.98 | 290 | 807.0866 | 48425.1984 | 0 | 0 | 0.04026 | 3.7219e-08 | 0.083438 | 0.013515 | 0.24 | 0.71491 | 0 | 0.67493 | 0.0021009 | 0 | #DIV/0! | #DIV/0! | #DIV/0! | #DIV/0! | 0 | 0 | 0 | 0
1986-01-05 | Jan | 5 | 5:00 | 10.04 | 270 | 1122.0473 | 67322.8368 | 0 | 0 | 0.039847 | 3.6394e-08 | 0.084483 | 0.013361 | 0.24 | 0.71576 | 0 | 0.65896 | 0.0021275 | 0 | #DIV/0! | #DIV/0! | #DIV/0! | #DIV/0! | 0 | 0 | 0 | 0
1986-01-05 | Jan | 5 | 6:00 | 6.08 | 270 | 1023.6221 | 61417.3248 | 0 | 0 | 0.039572 | 3.5844e-08 | 0.085211 | 0.013258 | 0.24 | 0.71634 | 0 | 0.64829 | 0.0021456 | 0 | #DIV/0! | #DIV/0! | #DIV/0! | #DIV/0! | 0 | 0 | 0 | 0
1986-01-05 | Jan | 5 | 7:00 | 5 | 270 | 1023.6221 | 61417.3248 | 0 | 0 | 0.039497 | 3.5694e-08 | 0.08541 | 0.01323 | 0.24 | 0.7165 | 0 | 0.64542 | 0.0021505 | 0 | #DIV/0! | #DIV/0! | #DIV/0! | #DIV/0! | 0 | 0 | 0 | 0
1986-01-05 | Jan | 5 | 8:00 | 6.98 | 250 | 1220.4725 | 73228.3488 | 0 | 0 | 0.039634 | 3.5969e-08 | 0.085046 | 0.013281 | 0.24 | 0.7162 | 0 | 0.6507 | 0.0021414 | 0 | #DIV/0! | #DIV/0! | #DIV/0! | #DIV/0! | 0 | 0 | 0 | 0
1986-01-05 | Jan | 5 | 9:00 | 6.98 | 250 | 1220.4725 | 73228.3488 | 0 | 0 | 0.039634 | 3.5969e-08 | 0.085046 | 0.013281 | 0.24 | 0.7162 | 0 | 0.6507 | 0.0021414 | 0 | #DIV/0! | #DIV/0! | #DIV/0! | #DIV/0! | 0 | 0 | 0 | 0
1986-01-05 | Jan | 5 | 10:00 | 10.94 | 240 | 1122.0473 | 67322.8368 | 0 | 0 | 0.03991 | 3.6519e-08 | 0.084325 | 0.013384 | 0.24 | 0.71563 | 0 | 0.66136 | 0.0021234 | 0 | #DIV/0! | #DIV/0! | #DIV/0! | #DIV/0! | 0 | 0 | 0 | 0
1986-01-05 | Jan | 5 | 11:00 | 15.08 | 230 | 1220.4725 | 73228.3488 | 0 | 0 | 0.040197 | 3.7094e-08 | 0.083596 | 0.013492 | 0.24 | 0.71504 | 0 | 0.67248 | 0.0021049 | 0 | #DIV/0! | #DIV/0! | #DIV/0! | #DIV/0! | 0 | 0 | 0 | 0
1986-01-05 | Jan | 5 | 12:00 | 17.96 | 240 | 1515.7481 | 90944.8848 | 0 | 0 | 0.040397 | 3.7494e-08 | 0.083089 | 0.013567 | 0.24 | 0.71463 | 0 | 0.68034 | 0.0020922 | 0 | #DIV/0! | #DIV/0! | #DIV/0! | #DIV/0! | 0 | 0 | 0 | 0
1986-01-05 | Jan | 5 | 13:00 | 19.94 | 220 | 1515.7481 | 90944.8848 | 0 | 0 | 0.040535 | 3.7769e-08 | 0.082741 | 0.013618 | 0.24 | 0.71436 | 0 | 0.6858 | 0.0020836 | 0 | #DIV/0! | #DIV/0! | #DIV/0! | #DIV/0! | 0 | 0 | 0 | 0
1986-01-05 | Jan | 5 | 14:00 | 21.92 | 230 | 1220.4725 | 73228.3488 | 0 | 0 | 0.040717 | 3.8098e-08 | 0.082406 | 0.01367 | 0.24 | 0.71486 | 0 | 0.69119 | 0.002075 | 0 | #DIV/0! | #DIV/0! | #DIV/0! | #DIV/0! | 0 | 0 | 0 | 0
1986-01-05 | Jan | 5 | 15:00 | 24.98 | 220 | 1614.1733 | 96850.3968 | 0 | 0 | 0.041001 | 3.8608e-08 | 0.081888 | 0.013749 | 0.24 | 0.71568 | 0 | 0.6996 | 0.0020619 | 0 | #DIV/0! | #DIV/0! | #DIV/0! | #DIV/0! | 0 | 0 | 0 | 0
1986-01-05 | Jan | 5 | 16:00 | 26.06 | 240 | 1830.7087 | 109842.5232 | 0 | 0 | 0.041101 | 3.8788e-08 | 0.081706 | 0.013778 | 0.24 | 0.71596 | 0 | 0.7026 | 0.0020574 | 0 | #DIV/0! | #DIV/0! | #DIV/0! | #DIV/0! | 0 | 0 | 0 | 0
1986-01-05 | Jan | 5 | 17:00 | 24.08 | 240 | 1515.7481 | 90944.8848 | 0 | 0 | 0.040917 | 3.8458e-08 | 0.08204 | 0.013726 | 0.24 | 0.71544 | 0 | 0.69712 | 0.0020658 | 0 | #DIV/0! | #DIV/0! | #DIV/0! | #DIV/0! | 0 | 0 | 0 | 0
1986-01-05 | Jan | 5 | 18:00 | 23 | 260 | 1417.3229 | 85039.3728 | 0 | 0 | 0.040817 | 3.8278e-08 | 0.082223 | 0.013698 | 0.24 | 0.71515 | 0 | 0.69415 | 0.0020704 | 0 | #DIV/0! | #DIV/0! | #DIV/0! | #DIV/0! | 0 | 0 | 0 | 0
1986-01-05 | Jan | 5 | 19:00 | 21.92 | 260 | 1417.3229 | 85039.3728 | 0 | 0 | 0.040717 | 3.8098e-08 | 0.082406 | 0.01367 | 0.24 | 0.71486 | 0 | 0.69119 | 0.002075 | 0 | #DIV/0! | #DIV/0! | #DIV/0! | #DIV/0! | 0 | 0 | 0 | 0
1986-01-05 | Jan | 5 | 20:00 | 19.94 | 270 | 1318.8977 | 79133.8608 | 0 | 0 | 0.040535 | 3.7769e-08 | 0.082741 | 0.013618 | 0.24 | 0.71436 | 0 | 0.6858 | 0.0020836 | 0 | #DIV/0! | #DIV/0! | #DIV/0! | #DIV/0! | 0 | 0 | 0 | 0
1986-01-05 | Jan | 5 | 21:00 | 17.96 | 270 | 1318.8977 | 79133.8608 | 0 | 0 | 0.040397 | 3.7494e-08 | 0.083089 | 0.013567 | 0.24 | 0.71463 | 0 | 0.68034 | 0.0020922 | 0 | #DIV/0! | #DIV/0! | #DIV/0! | #DIV/0! | 0 | 0 | 0 | 0
1986-01-05 | Jan | 5 | 22:00 | 15.98 | 280 | 1023.6221 | 61417.3248 | 0 | 0 | 0.04026 | 3.7219e-08 | 0.083438 | 0.013515 | 0.24 | 0.71491 | 0 | 0.67493 | 0.0021009 | 0 | #DIV/0! | #DIV/0! | #DIV/0! | #DIV/0! | 0 | 0 | 0 | 0
1986-01-05 | Jan | 5 | 23:00 | 15.98 | 270 | 1023.6221 | 61417.3248 | 0 | 0 | 0.04026 | 3.7219e-08 | 0.083438 | 0.013515 | 0.24 | 0.71491 | 0 | 0.67493 | 0.0021009 | 0 | #DIV/0! | #DIV/0! | #DIV/0! | #DIV/0! | 0 | 0 | 0 | 0
1986-01-05 | Jan | 5 | 24:00 | 14 | 280 | 1023.6221 | 61417.3248 | 0 | 0 | 0.040122 | 3.6944e-08 | 0.083786 | 0.013464 | 0.24 | 0.71519 | 0 | 0.66956 | 0.0021097 | 0 | #DIV/0! | #DIV/0! | #DIV/0! | #DIV/0! | 0 | 0 | 0 | 0
1986-01-06 | Jan | 6 | 1:00 | 12.02 | 280 | 1122.0473 | 67322.8368 | 0 | 0 | 0.039985 | 3.6669e-08 | 0.084134 | 0.013413 | 0.24 | 0.71547 | 0 | 0.66424 | 0.0021186 | 0 | #DIV/0! | #DIV/0! | #DIV/0! | #DIV/0! | 0 | 0 | 0 | 0
1986-01-06 | Jan | 6 | 2:00 | 12.02 | 270 | 905.5118 | 54330.7104 | 0 | 0 | 0.039985 | 3.6669e-08 | 0.084134 | 0.013413 | 0.24 | 0.71547 | 0 | 0.66424 | 0.0021186 | 0 | #DIV/0! | #DIV/0! | #DIV/0! | #DIV/0! | 0 | 0 | 0 | 0
1986-01-06 | Jan | 6 | 3:00 | 10.04 | 280 | 807.0866 | 48425.1984 | 0 | 0 | 0.039847 | 3.6394e-08 | 0.084483 | 0.013361 | 0.24 | 0.71576 | 0 | 0.65896 | 0.0021275 | 0 | #DIV/0! | #DIV/0! | #DIV/0! | #DIV/0! | 0 | 0 | 0 | 0
1986-01-06 | Jan | 6 | 4:00 | 6.98 | 290 | 708.6614 | 42519.6864 | 0 | 0 | 0.039634 | 3.5969e-08 | 0.085046 | 0.013281 | 0.24 | 0.7162 | 0 | 0.6507 | 0.0021414 | 0 | #DIV/0! | #DIV/0! | #DIV/0! | #DIV/0! | 0 | 0 | 0 | 0
1986-01-06 | Jan | 6 | 5:00 | 6.98 | 310 | 708.6614 | 42519.6864 | 0 | 0 | 0.039634 | 3.5969e-08 | 0.085046 | 0.013281 | 0.24 | 0.7162 | 0 | 0.6507 | 0.0021414 | 0 | #DIV/0! | #DIV/0! | #DIV/0! | #DIV/0! | 0 | 0 | 0 | 0
1986-01-06 | Jan | 6 | 6:00 | 6.08 | 310 | 708.6614 | 42519.6864 | 0 | 0 | 0.039572 | 3.5844e-08 | 0.085211 | 0.013258 | 0.24 | 0.71634 | 0 | 0.64829 | 0.0021456 | 0 | #DIV/0! | #DIV/0! | #DIV/0! | #DIV/0! | 0 | 0 | 0 | 0
1986-01-06 | Jan | 6 | 7:00 | 6.08 | 330 | 905.5118 | 54330.7104 | 0 | 0 | 0.039572 | 3.5844e-08 | 0.085211 | 0.013258 | 0.24 | 0.71634 | 0 | 0.64829 | 0.0021456 | 0 | #DIV/0! | #DIV/0! | #DIV/0! | #DIV/0! | 0 | 0 | 0 | 0
1986-01-06 | Jan | 6 | 8:00 | 5 | 320 | 610.2362 | 36614.1744 | 0 | 0 | 0.039497 | 3.5694e-08 | 0.08541 | 0.01323 | 0.24 | 0.7165 | 0 | 0.64542 | 0.0021505 | 0 | #DIV/0! | #DIV/0! | #DIV/0! | #DIV/0! | 0 | 0 | 0 | 0
1986-01-06 | Jan | 6 | 9:00 | 6.98 | 340 | 1023.6221 | 61417.3248 | 0 | 0 | 0.039634 | 3.5969e-08 | 0.085046 | 0.013281 | 0.24 | 0.7162 | 0 | 0.6507 | 0.0021414 | 0 | #DIV/0! | #DIV/0! | #DIV/0! | #DIV/0! | 0 | 0 | 0 | 0
1986-01-06 | Jan | 6 | 10:00 | 8.06 | 350 | 807.0866 | 48425.1984 | 0 | 0 | 0.039709 | 3.6119e-08 | 0.084847 | 0.01331 | 0.24 | 0.71605 | 0 | 0.65361 | 0.0021365 | 0 | #DIV/0! | #DIV/0! | #DIV/0! | #DIV/0! | 0 | 0 | 0 | 0
1986-01-06 | Jan | 6 | 11:00 | 10.04 | 330 | 807.0866 | 48425.1984 | 0 | 0 | 0.039847 | 3.6394e-08 | 0.084483 | 0.013361 | 0.24 | 0.71576 | 0 | 0.65896 | 0.0021275 | 0 | #DIV/0! | #DIV/0! | #DIV/0! | #DIV/0! | 0 | 0 | 0 | 0
1986-01-06 | Jan | 6 | 12:00 | 12.02 | 300 | 807.0866 | 48425.1984 | 0 | 0 | 0.039985 | 3.6669e-08 | 0.084134 | 0.013413 | 0.24 | 0.71547 | 0 | 0.66424 | 0.0021186 | 0 | #DIV/0! | #DIV/0! | #DIV/0! | #DIV/0! | 0 | 0 | 0 | 0
1986-01-06 | Jan | 6 | 13:00 | 10.94 | 310 | 511.811 | 30708.6624 | 0 | 0 | 0.03991 | 3.6519e-08 | 0.084325 | 0.013384 | 0.24 | 0.71563 | 0 | 0.66136 | 0.0021234 | 0 | #DIV/0! | #DIV/0! | #DIV/0! | #DIV/0! | 0 | 0 | 0 | 0
1986-01-06 | Jan | 6 | 14:00 | 12.02 | 330 | 708.6614 | 42519.6864 | 0 | 0 | 0.039985 | 3.6669e-08 | 0.084134 | 0.013413 | 0.24 | 0.71547 | 0 | 0.66424 | 0.0021186 | 0 | #DIV/0! | #DIV/0! | #DIV/0! | #DIV/0! | 0 | 0 | 0 | 0
1986-01-06 | Jan | 6 | 15:00 | 10.94 | 280 | 511.811 | 30708.6624 | 0 | 0 | 0.03991 | 3.6519e-08 | 0.084325 | 0.013384 | 0.24 | 0.71563 | 0 | 0.66136 | 0.0021234 | 0 | #DIV/0! | #DIV/0! | #DIV/0! | #DIV/0! | 0 | 0 | 0 | 0
1986-01-06 | Jan | 6 | 16:00 | 10.04 | 310 | 511.811 | 30708.6624 | 0 | 0 | 0.039847 | 3.6394e-08 | 0.084483 | 0.013361 | 0.24 | 0.71576 | 0 | 0.65896 | 0.0021275 | 0 | #DIV/0! | #DIV/0! | #DIV/0! | #DIV/0! | 0 | 0 | 0 | 0
1986-01-06 | Jan | 6 | 17:00 | 6.08 | 320 | 708.6614 | 42519.6864 | 0 | 0 | 0.039572 | 3.5844e-08 | 0.085211 | 0.013258 | 0.24 | 0.71634 | 0 | 0.64829 | 0.0021456 | 0 | #DIV/0! | #DIV/0! | #DIV/0! | #DIV/0! | 0 | 0 | 0 | 0
1986-01-06 | Jan | 6 | 18:00 | 3.92 | 320 | 610.2362 | 36614.1744 | 0 | 0 | 0.039422 | 3.5544e-08 | 0.085609 | 0.013202 | 0.24 | 0.71665 | 0 | 0.64255 | 0.0021555 | 0 | #DIV/0! | #DIV/0! | #DIV/0! | #DIV/0! | 0 | 0 | 0 | 0
1986-01-06 | Jan | 6 | 19:00 | 1.04 | 350 | 905.5118 | 54330.7104 | 0 | 0 | 0.039222 | 3.5144e-08 | 0.086139 | 0.013127 | 0.24 | 0.71708 | 0 | 0.63498 | 0.002169 | 0 | #DIV/0! | #DIV/0! | #DIV/0! | #DIV/0! | 0 | 0 | 0 | 0
1986-01-06 | Jan | 6 | 20:00 | 1.04 | 330 | 807.0866 | 48425.1984 | 0 | 0 | 0.039222 | 3.5144e-08 | 0.086139 | 0.013127 | 0.24 | 0.71708 | 0 | 0.63498 | 0.002169 | 0 | #DIV/0! | #DIV/0! | #DIV/0! | #DIV/0! | 0 | 0 | 0 | 0
1986-01-06 | Jan | 6 | 21:00 | -2.02 | 280 | 413.3858 | 24803.1504 | 0 | 0 | 0.039103 | 3.4804e-08 | 0.086727 | 0.013045 | 0.23998 | 0.71932 | 0 | 0.6268 | 0.0021835 | 0 | #DIV/0! | #DIV/0! | #DIV/0! | #DIV/0! | #DIV/0! | #DIV/0! | #DIV/0! | #DIV/0!
1986-01-06 | Jan | 6 | 22:00 | -0.94 | 320 | 807.0866 | 48425.1984 | 0 | 0 | 0.039128 | 3.4909e-08 | 0.086515 | 0.013075 | 0.23999 | 0.7182 | 0 | 0.62972 | 0.0021784 | 0 | #DIV/0! | #DIV/0! | #DIV/0! | #DIV/0! | #DIV/0! | #DIV/0! | #DIV/0! | #DIV/0!
1986-01-06 | Jan | 6 | 23:00 | -0.04 | 350 | 807.0866 | 48425.1984 | 0 | 0 | 0.039148 | 3.4996e-08 | 0.086338 | 0.013099 | 0.24 | 0.71728 | 0 | 0.63216 | 0.0021741 | 0 | #DIV/0! | #DIV/0! | #DIV/0! | #DIV/0! | #DIV/0! | #DIV/0! | #DIV/0! | #DIV/0!
1986-01-06 | Jan | 6 | 24:00 | -2.02 | 350 | 905.5118 | 54330.7104 | 0 | 0 | 0.039103 | 3.4804e-08 | 0.086727 | 0.013045 | 0.23998 | 0.71932 | 0 | 0.6268 | 0.0021835 | 0 | #DIV/0! | #DIV/0! | #DIV/0! | #DIV/0! | #DIV/0! | #DIV/0! | #DIV/0! | #DIV/0!
1986-01-07 | Jan | 7 | 1:00 | -2.02 | 330 | 807.0866 | 48425.1984 | 0 | 0 | 0.039103 | 3.4804e-08 | 0.086727 | 0.013045 | 0.23998 | 0.71932 | 0 | 0.6268 | 0.0021835 | 0 | #DIV/0! | #DIV/0! | #DIV/0! | #DIV/0! | #DIV/0! | #DIV/0! | #DIV/0! | #DIV/0!
1986-01-07 | Jan | 7 | 2:00 | -2.92 | 330 | 708.6614 | 42519.6864 | 0 | 0 | 0.039082 | 3.4716e-08 | 0.086904 | 0.013021 | 0.23997 | 0.72025 | 0 | 0.62439 | 0.0021878 | 0 | #DIV/0! | #DIV/0! | #DIV/0! | #DIV/0! | #DIV/0! | #DIV/0! | #DIV/0! | #DIV/0!
1986-01-07 | Jan | 7 | 3:00 | -4 | 310 | 610.2362 | 36614.1744 | 0 | 0 | 0.039057 | 3.4611e-08 | 0.087116 | 0.012992 | 0.23996 | 0.72137 | 0 | 0.6215 | 0.002193 | 0 | #DIV/0! | #DIV/0! | #DIV/0! | #DIV/0! | #DIV/0! | #DIV/0! | #DIV/0! | #DIV/0!
1986-01-07 | Jan | 7 | 4:00 | -5.08 | 310 | 807.0866 | 48425.1984 | 0 | 0 | 0.039032 | 3.4506e-08 | 0.087328 | 0.012963 | 0.23995 | 0.7225 | 0 | 0.61862 | 0.0021982 | 0 | #DIV/0! | #DIV/0! | #DIV/0! | #DIV/0! | #DIV/0! | #DIV/0! | #DIV/0! | #DIV/0!
1986-01-07 | Jan | 7 | 5:00 | -5.98 | 300 | 610.2362 | 36614.1744 | 0 | 0 | 0.039011 | 3.4419e-08 | 0.087505 | 0.012939 | 0.23994 | 0.72344 | 0 | 0.61624 | 0.0022025 | 0 | #DIV/0! | #DIV/0! | #DIV/0! | #DIV/0! | #DIV/0! | #DIV/0! | #DIV/0! | #DIV/0!
1986-01-07 | Jan | 7 | 6:00 | -7.96 | 310 | 610.2362 | 36614.1744 | 0 | 0 | 0.038965 | 3.4226e-08 | 0.087894 | 0.012885 | 0.23992 | 0.72553 | 0 | 0.61103 | 0.0022122 | 0 | #DIV/0! | #DIV/0! | #DIV/0! | #DIV/0! | #DIV/0! | #DIV/0! | #DIV/0! | #DIV/0!
1986-01-07 | Jan | 7 | 7:00 | -9.04 | 300 | 413.3858 | 24803.1504 | 0 | 0 | 0.03894 | 3.4121e-08 | 0.088106 | 0.012856 | 0.23991 | 0.72667 | 0 | 0.6082 | 0.0022175 | 0 | #DIV/0! | #DIV/0! | #DIV/0! | #DIV/0! | #DIV/0! | #DIV/0! | #DIV/0! | #DIV/0!
1986-01-07 | Jan | 7 | 8:00 | -7.06 | 320 | 610.2362 | 36614.1744 | 0 | 0 | 0.038986 | 3.4314e-08 | 0.087717 | 0.012909 | 0.23993 | 0.72458 | 0 | 0.61339 | 0.0022078 | 0 | #DIV/0! | #DIV/0! | #DIV/0! | #DIV/0! | #DIV/0! | #DIV/0! | #DIV/0! | #DIV/0!
1986-01-07 | Jan | 7 | 9:00 | -0.94 | 350 | 1023.6221 | 61417.3248 | 0 | 0 | 0.039128 | 3.4909e-08 | 0.086515 | 0.013075 | 0.23999 | 0.7182 | 0 | 0.62972 | 0.0021784 | 0 | #DIV/0! | #DIV/0! | #DIV/0! | #DIV/0! | #DIV/0! | #DIV/0! | #DIV/0! | #DIV/0!
1986-01-07 | Jan | 7 | 10:00 | 3.02 | 350 | 1220.4725 | 73228.3488 | 0 | 0 | 0.039359 | 3.5419e-08 | 0.085774 | 0.013179 | 0.24 | 0.71679 | 0 | 0.64017 | 0.0021597 | 0 | #DIV/0! | #DIV/0! | #DIV/0! | #DIV/0! | 0 | 0 | 0 | 0
1986-01-07 | Jan | 7 | 11:00 | 6.08 | 350 | 1318.8977 | 79133.8608 | 0 | 0 | 0.039572 | 3.5844e-08 | 0.085211 | 0.013258 | 0.24 | 0.71634 | 0 | 0.64829 | 0.0021456 | 0 | #DIV/0! | #DIV/0! | #DIV/0! | #DIV/0! | 0 | 0 | 0 | 0
1986-01-07 | Jan | 7 | 12:00 | 6.08 | 310 | 1023.6221 | 61417.3248 | 0 | 0 | 0.039572 | 3.5844e-08 | 0.085211 | 0.013258 | 0.24 | 0.71634 | 0 | 0.64829 | 0.0021456 | 0 | #DIV/0! | #DIV/0! | #DIV/0! | #DIV/0! | 0 | 0 | 0 | 0
1986-01-07 | Jan | 7 | 13:00 | 8.06 | 310 | 1023.6221 | 61417.3248 | 0 | 0 | 0.039709 | 3.6119e-08 | 0.084847 | 0.01331 | 0.24 | 0.71605 | 0 | 0.65361 | 0.0021365 | 0 | #DIV/0! | #DIV/0! | #DIV/0! | #DIV/0! | 0 | 0 | 0 | 0
1986-01-07 | Jan | 7 | 14:00 | 8.96 | 320 | 1122.0473 | 67322.8368 | 0 | 0 | 0.039772 | 3.6244e-08 | 0.084681 | 0.013333 | 0.24 | 0.71592 | 0 | 0.65604 | 0.0021324 | 0 | #DIV/0! | #DIV/0! | #DIV/0! | #DIV/0! | 0 | 0 | 0 | 0
1986-01-07 | Jan | 7 | 15:00 | 8.06 | 320 | 905.5118 | 54330.7104 | 0 | 0 | 0.039709 | 3.6119e-08 | 0.084847 | 0.01331 | 0.24 | 0.71605 | 0 | 0.65361 | 0.0021365 | 0 | #DIV/0! | #DIV/0! | #DIV/0! | #DIV/0! | 0 | 0 | 0 | 0
1986-01-07 | Jan | 7 | 16:00 | 6.98 | 320 | 1023.6221 | 61417.3248 | 0 | 0 | 0.039634 | 3.5969e-08 | 0.085046 | 0.013281 | 0.24 | 0.7162 | 0 | 0.6507 | 0.0021414 | 0 | #DIV/0! | #DIV/0! | #DIV/0! | #DIV/0! | 0 | 0 | 0 | 0
1986-01-07 | Jan | 7 | 17:00 | 3.02 | 330 | 1122.0473 | 67322.8368 | 0 | 0 | 0.039359 | 3.5419e-08 | 0.085774 | 0.013179 | 0.24 | 0.71679 | 0 | 0.64017 | 0.0021597 | 0 | #DIV/0! | #DIV/0! | #DIV/0! | #DIV/0! | 0 | 0 | 0 | 0
1986-01-07 | Jan | 7 | 18:00 | 1.94 | 320 | 708.6614 | 42519.6864 | 0 | 0 | 0.039284 | 3.5269e-08 | 0.085973 | 0.01315 | 0.24 | 0.71695 | 0 | 0.63733 | 0.0021648 | 0 | #DIV/0! | #DIV/0! | #DIV/0! | #DIV/0! | 0 | 0 | 0 | 0
1986-01-07 | Jan | 7 | 19:00 | -0.94 | 350 | 807.0866 | 48425.1984 | 0 | 0 | 0.039128 | 3.4909e-08 | 0.086515 | 0.013075 | 0.23999 | 0.7182 | 0 | 0.62972 | 0.0021784 | 0 | #DIV/0! | #DIV/0! | #DIV/0! | #DIV/0! | #DIV/0! | #DIV/0! | #DIV/0! | #DIV/0!
1986-01-07 | Jan | 7 | 20:00 | -0.94 | 310 | 511.811 | 30708.6624 | 0 | 0 | 0.039128 | 3.4909e-08 | 0.086515 | 0.013075 | 0.23999 | 0.7182 | 0 | 0.62972 | 0.0021784 | 0 | #DIV/0! | #DIV/0! | #DIV/0! | #DIV/0! | #DIV/0! | #DIV/0! | #DIV/0! | #DIV/0!
1986-01-07 | Jan | 7 | 21:00 | -2.92 | 280 | 511.811 | 30708.6624 | 0 | 0 | 0.039082 | 3.4716e-08 | 0.086904 | 0.013021 | 0.23997 | 0.72025 | 0 | 0.62439 | 0.0021878 | 0 | #DIV/0! | #DIV/0! | #DIV/0! | #DIV/0! | #DIV/0! | #DIV/0! | #DIV/0! | #DIV/0!
1986-01-07 | Jan | 7 | 22:00 | -4 | 330 | 511.811 | 30708.6624 | 0 | 0 | 0.039057 | 3.4611e-08 | 0.087116 | 0.012992 | 0.23996 | 0.72137 | 0 | 0.6215 | 0.002193 | 0 | #DIV/0! | #DIV/0! | #DIV/0! | #DIV/0! | #DIV/0! | #DIV/0! | #DIV/0! | #DIV/0!
1986-01-07 | Jan | 7 | 23:00 | -2.92 | 360 | 413.3858 | 24803.1504 | 0 | 0 | 0.039082 | 3.4716e-08 | 0.086904 | 0.013021 | 0.23997 | 0.72025 | 0 | 0.62439 | 0.0021878 | 0 | #DIV/0! | #DIV/0! | #DIV/0! | #DIV/0! | #DIV/0! | #DIV/0! | #DIV/0! | #DIV/0!
1986-01-07 | Jan | 7 | 24:00 | -4 | 300 | 413.3858 | 24803.1504 | 0 | 0 | 0.039057 | 3.4611e-08 | 0.087116 | 0.012992 | 0.23996 | 0.72137 | 0 | 0.6215 | 0.002193 | 0 | #DIV/0! | #DIV/0! | #DIV/0! | #DIV/0! | #DIV/0! | #DIV/0! | #DIV/0! | #DIV/0!
1986-01-08 | Jan | 8 | 1:00 | -5.98 | 250 | 413.3858 | 24803.1504 | 0 | 0 | 0.039011 | 3.4419e-08 | 0.087505 | 0.012939 | 0.23994 | 0.72344 | 0 | 0.61624 | 0.0022025 | 0 | #DIV/0! | #DIV/0! | #DIV/0! | #DIV/0! | #DIV/0! | #DIV/0! | #DIV/0! | #DIV/0!
1986-01-08 | Jan | 8 | 2:00 | -5.98 | 280 | 413.3858 | 24803.1504 | 0 | 0 | 0.039011 | 3.4419e-08 | 0.087505 | 0.012939 | 0.23994 | 0.72344 | 0 | 0.61624 | 0.0022025 | 0 | #DIV/0! | #DIV/0! | #DIV/0! | #DIV/0! | #DIV/0! | #DIV/0! | #DIV/0! | #DIV/0!
1986-01-08 | Jan | 8 | 3:00 | -5.98 | 290 | 413.3858 | 24803.1504 | 0 | 0 | 0.039011 | 3.4419e-08 | 0.087505 | 0.012939 | 0.23994 | 0.72344 | 0 | 0.61624 | 0.0022025 | 0 | #DIV/0! | #DIV/0! | #DIV/0! | #DIV/0! | #DIV/0! | #DIV/0! | #DIV/0! | #DIV/0!
1986-01-08 | Jan | 8 | 4:00 | -5.98 | 280 | 413.3858 | 24803.1504 | 0 | 0 | 0.039011 | 3.4419e-08 | 0.087505 | 0.012939 | 0.23994 | 0.72344 | 0 | 0.61624 | 0.0022025 | 0 | #DIV/0! | #DIV/0! | #DIV/0! | #DIV/0! | #DIV/0! | #DIV/0! | #DIV/0! | #DIV/0!
1986-01-08 | Jan | 8 | 5:00 | -7.06 | 250 | 413.3858 | 24803.1504 | 0 | 0 | 0.038986 | 3.4314e-08 | 0.087717 | 0.012909 | 0.23993 | 0.72458 | 0 | 0.61339 | 0.0022078 | 0 | #DIV/0! | #DIV/0! | #DIV/0! | #DIV/0! | #DIV/0! | #DIV/0! | #DIV/0! | #DIV/0!
1986-01-08 | Jan | 8 | 6:00 | -7.06 | 250 | 413.3858 | 24803.1504 | 0 | 0 | 0.038986 | 3.4314e-08 | 0.087717 | 0.012909 | 0.23993 | 0.72458 | 0 | 0.61339 | 0.0022078 | 0 | #DIV/0! | #DIV/0! | #DIV/0! | #DIV/0! | #DIV/0! | #DIV/0! | #DIV/0! | #DIV/0!
1986-01-08 | Jan | 8 | 7:00 | -7.06 | 240 | 295.2756 | 17716.536 | 0 | 0 | 0.038986 | 3.4314e-08 | 0.087717 | 0.012909 | 0.23993 | 0.72458 | 0 | 0.61339 | 0.0022078 | 0 | #DIV/0! | #DIV/0! | #DIV/0! | #DIV/0! | #DIV/0! | #DIV/0! | #DIV/0! | #DIV/0!
1986-01-08 | Jan | 8 | 8:00 | -5.98 | 240 | 413.3858 | 24803.1504 | 0 | 0 | 0.039011 | 3.4419e-08 | 0.087505 | 0.012939 | 0.23994 | 0.72344 | 0 | 0.61624 | 0.0022025 | 0 | #DIV/0! | #DIV/0! | #DIV/0! | #DIV/0! | #DIV/0! | #DIV/0! | #DIV/0! | #DIV/0!
1986-01-08 | Jan | 8 | 9:00 | 1.04 | 220 | 413.3858 | 24803.1504 | 0 | 0 | 0.039222 | 3.5144e-08 | 0.086139 | 0.013127 | 0.24 | 0.71708 | 0 | 0.63498 | 0.002169 | 0 | #DIV/0! | #DIV/0! | #DIV/0! | #DIV/0! | 0 | 0 | 0 | 0
1986-01-08 | Jan | 8 | 10:00 | 6.08 | 230 | 807.0866 | 48425.1984 | 0 | 0 | 0.039572 | 3.5844e-08 | 0.085211 | 0.013258 | 0.24 | 0.71634 | 0 | 0.64829 | 0.0021456 | 0 | #DIV/0! | #DIV/0! | #DIV/0! | #DIV/0! | 0 | 0 | 0 | 0
1986-01-08 | Jan | 8 | 11:00 | 8.96 | 240 | 905.5118 | 54330.7104 | 0 | 0 | 0.039772 | 3.6244e-08 | 0.084681 | 0.013333 | 0.24 | 0.71592 | 0 | 0.65604 | 0.0021324 | 0 | #DIV/0! | #DIV/0! | #DIV/0! | #DIV/0! | 0 | 0 | 0 | 0
1986-01-08 | Jan | 8 | 12:00 | 10.04 | 230 | 807.0866 | 48425.1984 | 0 | 0 | 0.039847 | 3.6394e-08 | 0.084483 | 0.013361 | 0.24 | 0.71576 | 0 | 0.65896 | 0.0021275 | 0 | #DIV/0! | #DIV/0! | #DIV/0! | #DIV/0! | 0 | 0 | 0 | 0
1986-01-08 | Jan | 8 | 13:00 | 12.92 | 230 | 1023.6221 | 61417.3248 | 0 | 0 | 0.040047 | 3.6794e-08 | 0.083976 | 0.013436 | 0.24 | 0.71535 | 0 | 0.66665 | 0.0021145 | 0 | #DIV/0! | #DIV/0! | #DIV/0! | #DIV/0! | 0 | 0 | 0 | 0
1986-01-08 | Jan | 8 | 14:00 | 14 | 220 | 1417.3229 | 85039.3728 | 0 | 0 | 0.040122 | 3.6944e-08 | 0.083786 | 0.013464 | 0.24 | 0.71519 | 0 | 0.66956 | 0.0021097 | 0 | #DIV/0! | #DIV/0! | #DIV/0! | #DIV/0! | 0 | 0 | 0 | 0
1986-01-08 | Jan | 8 | 15:00 | 15.08 | 210 | 1417.3229 | 85039.3728 | 0 | 0 | 0.040197 | 3.7094e-08 | 0.083596 | 0.013492 | 0.24 | 0.71504 | 0 | 0.67248 | 0.0021049 | 0 | #DIV/0! | #DIV/0! | #DIV/0! | #DIV/0! | 0 | 0 | 0 | 0
1986-01-08 | Jan | 8 | 16:00 | 15.08 | 230 | 1023.6221 | 61417.3248 | 0 | 0 | 0.040197 | 3.7094e-08 | 0.083596 | 0.013492 | 0.24 | 0.71504 | 0 | 0.67248 | 0.0021049 | 0 | #DIV/0! | #DIV/0! | #DIV/0! | #DIV/0! | 0 | 0 | 0 | 0
1986-01-08 | Jan | 8 | 17:00 | 14 | 220 | 708.6614 | 42519.6864 | 0 | 0 | 0.040122 | 3.6944e-08 | 0.083786 | 0.013464 | 0.24 | 0.71519 | 0 | 0.66956 | 0.0021097 | 0 | #DIV/0! | #DIV/0! | #DIV/0! | #DIV/0! | 0 | 0 | 0 | 0
1986-01-08 | Jan | 8 | 18:00 | 14 | 230 | 1023.6221 | 61417.3248 | 0 | 0 | 0.040122 | 3.6944e-08 | 0.083786 | 0.013464 | 0.24 | 0.71519 | 0 | 0.66956 | 0.0021097 | 0 | #DIV/0! | #DIV/0! | #DIV/0! | #DIV/0! | 0 | 0 | 0 | 0
1986-01-08 | Jan | 8 | 19:00 | 14 | 220 | 708.6614 | 42519.6864 | 0 | 0 | 0.040122 | 3.6944e-08 | 0.083786 | 0.013464 | 0.24 | 0.71519 | 0 | 0.66956 | 0.0021097 | 0 | #DIV/0! | #DIV/0! | #DIV/0! | #DIV/0! | 0 | 0 | 0 | 0
1986-01-08 | Jan | 8 | 20:00 | 15.08 | 220 | 905.5118 | 54330.7104 | 0 | 0 | 0.040197 | 3.7094e-08 | 0.083596 | 0.013492 | 0.24 | 0.71504 | 0 | 0.67248 | 0.0021049 | 0 | #DIV/0! | #DIV/0! | #DIV/0! | #DIV/0! | 0 | 0 | 0 | 0
1986-01-08 | Jan | 8 | 21:00 | 15.98 | 210 | 807.0866 | 48425.1984 | 0 | 0 | 0.04026 | 3.7219e-08 | 0.083438 | 0.013515 | 0.24 | 0.71491 | 0 | 0.67493 | 0.0021009 | 0 | #DIV/0! | #DIV/0! | #DIV/0! | #DIV/0! | 0 | 0 | 0 | 0
1986-01-08 | Jan | 8 | 22:00 | 15.98 | 210 | 1122.0473 | 67322.8368 | 0 | 0 | 0.04026 | 3.7219e-08 | 0.083438 | 0.013515 | 0.24 | 0.71491 | 0 | 0.67493 | 0.0021009 | 0 | #DIV/0! | #DIV/0! | #DIV/0! | #DIV/0! | 0 | 0 | 0 | 0
1986-01-08 | Jan | 8 | 23:00 | 17.06 | 220 | 1515.7481 | 90944.8848 | 0 | 0 | 0.040335 | 3.7369e-08 | 0.083247 | 0.013544 | 0.24 | 0.71476 | 0 | 0.67788 | 0.0020962 | 0 | #DIV/0! | #DIV/0! | #DIV/0! | #DIV/0! | 0 | 0 | 0 | 0
1986-01-08 | Jan | 8 | 24:00 | 15.98 | 230 | 1220.4725 | 73228.3488 | 0 | 0 | 0.04026 | 3.7219e-08 | 0.083438 | 0.013515 | 0.24 | 0.71491 | 0 | 0.67493 | 0.0021009 | 0 | #DIV/0! | #DIV/0! | #DIV/0! | #DIV/0! | 0 | 0 | 0 | 0
1986-01-09 | Jan | 9 | 1:00 | 15.98 | 220 | 1220.4725 | 73228.3488 | 0 | 0 | 0.04026 | 3.7219e-08 | 0.083438 | 0.013515 | 0.24 | 0.71491 | 0 | 0.67493 | 0.0021009 | 0 | #DIV/0! | #DIV/0! | #DIV/0! | #DIV/0! | 0 | 0 | 0 | 0
1986-01-09 | Jan | 9 | 2:00 | 15.98 | 220 | 1515.7481 | 90944.8848 | 0 | 0 | 0.04026 | 3.7219e-08 | 0.083438 | 0.013515 | 0.24 | 0.71491 | 0 | 0.67493 | 0.0021009 | 0 | #DIV/0! | #DIV/0! | #DIV/0! | #DIV/0! | 0 | 0 | 0 | 0
1986-01-09 | Jan | 9 | 3:00 | 17.06 | 220 | 1318.8977 | 79133.8608 | 0 | 0 | 0.040335 | 3.7369e-08 | 0.083247 | 0.013544 | 0.24 | 0.71476 | 0 | 0.67788 | 0.0020962 | 0 | #DIV/0! | #DIV/0! | #DIV/0! | #DIV/0! | 0 | 0 | 0 | 0
1986-01-09 | Jan | 9 | 4:00 | 17.06 | 230 | 1318.8977 | 79133.8608 | 0 | 0 | 0.040335 | 3.7369e-08 | 0.083247 | 0.013544 | 0.24 | 0.71476 | 0 | 0.67788 | 0.0020962 | 0 | #DIV/0! | #DIV/0! | #DIV/0! | #DIV/0! | 0 | 0 | 0 | 0
1986-01-09 | Jan | 9 | 5:00 | 17.06 | 210 | 1318.8977 | 79133.8608 | 0 | 0 | 0.040335 | 3.7369e-08 | 0.083247 | 0.013544 | 0.24 | 0.71476 | 0 | 0.67788 | 0.0020962 | 0 | #DIV/0! | #DIV/0! | #DIV/0! | #DIV/0! | 0 | 0 | 0 | 0
1986-01-09 | Jan | 9 | 6:00 | 17.06 | 220 | 1318.8977 | 79133.8608 | 0 | 0 | 0.040335 | 3.7369e-08 | 0.083247 | 0.013544 | 0.24 | 0.71476 | 0 | 0.67788 | 0.0020962 | 0 | #DIV/0! | #DIV/0! | #DIV/0! | #DIV/0! | 0 | 0 | 0 | 0
1986-01-09 | Jan | 9 | 7:00 | 17.96 | 220 | 1220.4725 | 73228.3488 | 0 | 0 | 0.040397 | 3.7494e-08 | 0.083089 | 0.013567 | 0.24 | 0.71463 | 0 | 0.68034 | 0.0020922 | 0 | #DIV/0! | #DIV/0! | #DIV/0! | #DIV/0! | 0 | 0 | 0 | 0
1986-01-09 | Jan | 9 | 8:00 | 17.96 | 230 | 1417.3229 | 85039.3728 | 0 | 0 | 0.040397 | 3.7494e-08 | 0.083089 | 0.013567 | 0.24 | 0.71463 | 0 | 0.68034 | 0.0020922 | 0 | #DIV/0! | #DIV/0! | #DIV/0! | #DIV/0! | 0 | 0 | 0 | 0
1986-01-09 | Jan | 9 | 9:00 | 21.92 | 220 | 1732.2835 | 103937.0112 | 0 | 0 | 0.040717 | 3.8098e-08 | 0.082406 | 0.01367 | 0.24 | 0.71486 | 0 | 0.69119 | 0.002075 | 0 | #DIV/0! | #DIV/0! | #DIV/0! | #DIV/0! | 0 | 0 | 0 | 0
1986-01-09 | Jan | 9 | 10:00 | 24.98 | 230 | 1318.8977 | 79133.8608 | 0 | 0 | 0.041001 | 3.8608e-08 | 0.081888 | 0.013749 | 0.24 | 0.71568 | 0 | 0.6996 | 0.0020619 | 0 | #DIV/0! | #DIV/0! | #DIV/0! | #DIV/0! | 0 | 0 | 0 | 0
1986-01-09 | Jan | 9 | 11:00 | 26.96 | 210 | 1417.3229 | 85039.3728 | 0 | 0 | 0.041184 | 3.8938e-08 | 0.081554 | 0.013801 | 0.24 | 0.7162 | 0 | 0.70511 | 0.0020536 | 0 | #DIV/0! | #DIV/0! | #DIV/0! | #DIV/0! | 0 | 0 | 0 | 0
1986-01-09 | Jan | 9 | 12:00 | 30.92 | 230 | 1318.8977 | 79133.8608 | 0 | 0 | 0.041487 | 3.9547e-08 | 0.080891 | 0.013904 | 0.24 | 0.71612 | 0 | 0.71619 | 0.002037 | 0 | #DIV/0! | #DIV/0! | #DIV/0! | #DIV/0! | 0 | 0 | 0 | 0
1986-01-09 | Jan | 9 | 13:00 | 33.08 | 230 | 1417.3229 | 85039.3728 | 0 | 0 | 0.041537 | 3.9787e-08 | 0.080541 | 0.01396 | 0.24 | 0.7141 | 0 | 0.7222 | 0.0020281 | 0 | #DIV/0! | #DIV/0! | #DIV/0! | #DIV/0! | 0 | 0 | 0 | 0
1986-01-09 | Jan | 9 | 14:00 | 35.06 | 230 | 1830.7087 | 109842.5232 | 0 | 0 | 0.041583 | 4.0007e-08 | 0.08022 | 0.014012 | 0.24 | 0.71226 | 0 | 0.72776 | 0.00202 | 0 | #DIV/0! | #DIV/0! | #DIV/0! | #DIV/0! | 0 | 0 | 0 | 0
1986-01-09 | Jan | 9 | 15:00 | 35.06 | 230 | 1220.4725 | 73228.3488 | 0 | 0 | 0.041583 | 4.0007e-08 | 0.08022 | 0.014012 | 0.24 | 0.71226 | 0 | 0.72776 | 0.00202 | 0 | #DIV/0! | #DIV/0! | #DIV/0! | #DIV/0! | 0 | 0 | 0 | 0
1986-01-09 | Jan | 9 | 16:00 | 35.06 | 220 | 1417.3229 | 85039.3728 | 0 | 0 | 0.041583 | 4.0007e-08 | 0.08022 | 0.014012 | 0.24 | 0.71226 | 0 | 0.72776 | 0.00202 | 0 | #DIV/0! | #DIV/0! | #DIV/0! | #DIV/0! | 0 | 0 | 0 | 0
1986-01-09 | Jan | 9 | 17:00 | 32 | 230 | 1318.8977 | 79133.8608 | 0 | 0 | 0.041512 | 3.9667e-08 | 0.080716 | 0.013932 | 0.24 | 0.71511 | 0 | 0.71919 | 0.0020325 | 0 | #DIV/0! | #DIV/0! | #DIV/0! | #DIV/0! | 0 | 0 | 0 | 0
1986-01-09 | Jan | 9 | 18:00 | 32 | 220 | 1023.6221 | 61417.3248 | 0 | 0 | 0.041512 | 3.9667e-08 | 0.080716 | 0.013932 | 0.24 | 0.71511 | 0 | 0.71919 | 0.0020325 | 0 | #DIV/0! | #DIV/0! | #DIV/0! | #DIV/0! | 0 | 0 | 0 | 0
1986-01-09 | Jan | 9 | 19:00 | 32 | 240 | 1220.4725 | 73228.3488 | 0 | 0 | 0.041512 | 3.9667e-08 | 0.080716 | 0.013932 | 0.24 | 0.71511 | 0 | 0.71919 | 0.0020325 | 0 | #DIV/0! | #DIV/0! | #DIV/0! | #DIV/0! | 0 | 0 | 0 | 0
1986-01-09 | Jan | 9 | 20:00 | 33.98 | 240 | 1318.8977 | 79133.8608 | 0 | 0 | 0.041558 | 3.9887e-08 | 0.080395 | 0.013983 | 0.24 | 0.71327 | 0 | 0.72473 | 0.0020244 | 0 | #DIV/0! | #DIV/0! | #DIV/0! | #DIV/0! | 0 | 0 | 0 | 0
1986-01-09 | Jan | 9 | 21:00 | 33.08 | 240 | 905.5118 | 54330.7104 | 0 | 0 | 0.041537 | 3.9787e-08 | 0.080541 | 0.01396 | 0.24 | 0.7141 | 0 | 0.7222 | 0.0020281 | 0 | #DIV/0! | #DIV/0! | #DIV/0! | #DIV/0! | 0 | 0 | 0 | 0
1986-01-09 | Jan | 9 | 22:00 | 32 | 250 | 1023.6221 | 61417.3248 | 0 | 0 | 0.041512 | 3.9667e-08 | 0.080716 | 0.013932 | 0.24 | 0.71511 | 0 | 0.71919 | 0.0020325 | 0 | #DIV/0! | #DIV/0! | #DIV/0! | #DIV/0! | 0 | 0 | 0 | 0
1986-01-09 | Jan | 9 | 23:00 | 30.92 | 260 | 708.6614 | 42519.6864 | 0 | 0 | 0.041487 | 3.9547e-08 | 0.080891 | 0.013904 | 0.24 | 0.71612 | 0 | 0.71619 | 0.002037 | 0 | #DIV/0! | #DIV/0! | #DIV/0! | #DIV/0! | 0 | 0 | 0 | 0
1986-01-09 | Jan | 9 | 24:00 | 30.02 | 270 | 1318.8977 | 79133.8608 | 0 | 0 | 0.041466 | 3.9447e-08 | 0.081037 | 0.013881 | 0.24 | 0.71697 | 0 | 0.71369 | 0.0020407 | 0 | #DIV/0! | #DIV/0! | #DIV/0! | #DIV/0! | 0 | 0 | 0 | 0
1986-01-10 | Jan | 10 | 1:00 | 30.02 | 260 | 1417.3229 | 85039.3728 | 0 | 0 | 0.041466 | 3.9447e-08 | 0.081037 | 0.013881 | 0.24 | 0.71697 | 0 | 0.71369 | 0.0020407 | 0 | #DIV/0! | #DIV/0! | #DIV/0! | #DIV/0! | 0 | 0 | 0 | 0
1986-01-10 | Jan | 10 | 2:00 | 30.02 | 280 | 807.0866 | 48425.1984 | 0 | 0 | 0.041466 | 3.9447e-08 | 0.081037 | 0.013881 | 0.24 | 0.71697 | 0 | 0.71369 | 0.0020407 | 0 | #DIV/0! | #DIV/0! | #DIV/0! | #DIV/0! | 0 | 0 | 0 | 0
1986-01-10 | Jan | 10 | 3:00 | 30.92 | 310 | 905.5118 | 54330.7104 | 0 | 0 | 0.041487 | 3.9547e-08 | 0.080891 | 0.013904 | 0.24 | 0.71612 | 0 | 0.71619 | 0.002037 | 0 | #DIV/0! | #DIV/0! | #DIV/0! | #DIV/0! | 0 | 0 | 0 | 0
1986-01-10 | Jan | 10 | 4:00 | 32 | 320 | 905.5118 | 54330.7104 | 0 | 0 | 0.041512 | 3.9667e-08 | 0.080716 | 0.013932 | 0.24 | 0.71511 | 0 | 0.71919 | 0.0020325 | 0 | #DIV/0! | #DIV/0! | #DIV/0! | #DIV/0! | 0 | 0 | 0 | 0
1986-01-10 | Jan | 10 | 5:00 | 32 | 320 | 1122.0473 | 67322.8368 | 0 | 0 | 0.041512 | 3.9667e-08 | 0.080716 | 0.013932 | 0.24 | 0.71511 | 0 | 0.71919 | 0.0020325 | 0 | #DIV/0! | #DIV/0! | #DIV/0! | #DIV/0! | 0 | 0 | 0 | 0
1986-01-10 | Jan | 10 | 6:00 | 28.94 | 320 | 807.0866 | 48425.1984 | 0 | 0 | 0.041368 | 3.9268e-08 | 0.081219 | 0.013852 | 0.24 | 0.71671 | 0 | 0.71065 | 0.0020452 | 0 | #DIV/0! | #DIV/0! | #DIV/0! | #DIV/0! | 0 | 0 | 0 | 0
1986-01-10 | Jan | 10 | 7:00 | 26.96 | 320 | 807.0866 | 48425.1984 | 0 | 0 | 0.041184 | 3.8938e-08 | 0.081554 | 0.013801 | 0.24 | 0.7162 | 0 | 0.70511 | 0.0020536 | 0 | #DIV/0! | #DIV/0! | #DIV/0! | #DIV/0! | 0 | 0 | 0 | 0
1986-01-10 | Jan | 10 | 8:00 | 26.96 | 310 | 610.2362 | 36614.1744 | 0 | 0 | 0.041184 | 3.8938e-08 | 0.081554 | 0.013801 | 0.24 | 0.7162 | 0 | 0.70511 | 0.0020536 | 0 | #DIV/0! | #DIV/0! | #DIV/0! | #DIV/0! | 0 | 0 | 0 | 0
1986-01-10 | Jan | 10 | 9:00 | 30.02 | 310 | 807.0866 | 48425.1984 | 0 | 0 | 0.041466 | 3.9447e-08 | 0.081037 | 0.013881 | 0.24 | 0.71697 | 0 | 0.71369 | 0.0020407 | 0 | #DIV/0! | #DIV/0! | #DIV/0! | #DIV/0! | 0 | 0 | 0 | 0
1986-01-10 | Jan | 10 | 10:00 | 32 | 320 | 1023.6221 | 61417.3248 | 0 | 0 | 0.041512 | 3.9667e-08 | 0.080716 | 0.013932 | 0.24 | 0.71511 | 0 | 0.71919 | 0.0020325 | 0 | #DIV/0! | #DIV/0! | #DIV/0! | #DIV/0! | 0 | 0 | 0 | 0
1986-01-10 | Jan | 10 | 11:00 | 33.98 | 330 | 807.0866 | 48425.1984 | 0 | 0 | 0.041558 | 3.9887e-08 | 0.080395 | 0.013983 | 0.24 | 0.71327 | 0 | 0.72473 | 0.0020244 | 0 | #DIV/0! | #DIV/0! | #DIV/0! | #DIV/0! | 0 | 0 | 0 | 0
1986-01-10 | Jan | 10 | 12:00 | 35.06 | 300 | 610.2362 | 36614.1744 | 0 | 0 | 0.041583 | 4.0007e-08 | 0.08022 | 0.014012 | 0.24 | 0.71226 | 0 | 0.72776 | 0.00202 | 0 | #DIV/0! | #DIV/0! | #DIV/0! | #DIV/0! | 0 | 0 | 0 | 0
1986-01-10 | Jan | 10 | 13:00 | 35.96 | 290 | 610.2362 | 36614.1744 | 0 | 0 | 0.041604 | 4.0107e-08 | 0.080074 | 0.014035 | 0.24 | 0.71143 | 0 | 0.73031 | 0.0020163 | 0 | #DIV/0! | #DIV/0! | #DIV/0! | #DIV/0! | 0 | 0 | 0 | 0
1986-01-10 | Jan | 10 | 14:00 | 35.06 | 270 | 610.2362 | 36614.1744 | 0 | 0 | 0.041583 | 4.0007e-08 | 0.08022 | 0.014012 | 0.24 | 0.71226 | 0 | 0.72776 | 0.00202 | 0 | #DIV/0! | #DIV/0! | #DIV/0! | #DIV/0! | 0 | 0 | 0 | 0
1986-01-10 | Jan | 10 | 15:00 | 35.06 | 280 | 708.6614 | 42519.6864 | 0 | 0 | 0.041583 | 4.0007e-08 | 0.08022 | 0.014012 | 0.24 | 0.71226 | 0 | 0.72776 | 0.00202 | 0 | #DIV/0! | #DIV/0! | #DIV/0! | #DIV/0! | 0 | 0 | 0 | 0
1986-01-10 | Jan | 10 | 16:00 | 33.08 | 280 | 708.6614 | 42519.6864 | 0 | 0 | 0.041537 | 3.9787e-08 | 0.080541 | 0.01396 | 0.24 | 0.7141 | 0 | 0.7222 | 0.0020281 | 0 | #DIV/0! | #DIV/0! | #DIV/0! | #DIV/0! | 0 | 0 | 0 | 0
1986-01-10 | Jan | 10 | 17:00 | 30.02 | 260 | 610.2362 | 36614.1744 | 0 | 0 | 0.041466 | 3.9447e-08 | 0.081037 | 0.013881 | 0.24 | 0.71697 | 0 | 0.71369 | 0.0020407 | 0 | #DIV/0! | #DIV/0! | #DIV/0! | #DIV/0! | 0 | 0 | 0 | 0
1986-01-10 | Jan | 10 | 18:00 | 26.96 | 240 | 511.811 | 30708.6624 | 0 | 0 | 0.041184 | 3.8938e-08 | 0.081554 | 0.013801 | 0.24 | 0.7162 | 0 | 0.70511 | 0.0020536 | 0 | #DIV/0! | #DIV/0! | #DIV/0! | #DIV/0! | 0 | 0 | 0 | 0
1986-01-10 | Jan | 10 | 19:00 | 24.08 | 240 | 511.811 | 30708.6624 | 0 | 0 | 0.040917 | 3.8458e-08 | 0.08204 | 0.013726 | 0.24 | 0.71544 | 0 | 0.69712 | 0.0020658 | 0 | #DIV/0! | #DIV/0! | #DIV/0! | #DIV/0! | 0 | 0 | 0 | 0
1986-01-10 | Jan | 10 | 20:00 | 23 | 230 | 413.3858 | 24803.1504 | 0 | 0 | 0.040817 | 3.8278e-08 | 0.082223 | 0.013698 | 0.24 | 0.71515 | 0 | 0.69415 | 0.0020704 | 0 | #DIV/0! | #DIV/0! | #DIV/0! | #DIV/0! | 0 | 0 | 0 | 0
1986-01-10 | Jan | 10 | 21:00 | 21.02 | 240 | 511.811 | 30708.6624 | 0 | 0 | 0.040634 | 3.7948e-08 | 0.082558 | 0.013647 | 0.24 | 0.71462 | 0 | 0.68874 | 0.0020789 | 0 | #DIV/0! | #DIV/0! | #DIV/0! | #DIV/0! | 0 | 0 | 0 | 0
1986-01-10 | Jan | 10 | 22:00 | 24.08 | 280 | 807.0866 | 48425.1984 | 0 | 0 | 0.040917 | 3.8458e-08 | 0.08204 | 0.013726 | 0.24 | 0.71544 | 0 | 0.69712 | 0.0020658 | 0 | #DIV/0! | #DIV/0! | #DIV/0! | #DIV/0! | 0 | 0 | 0 | 0
1986-01-10 | Jan | 10 | 23:00 | 23 | 260 | 807.0866 | 48425.1984 | 0 | 0 | 0.040817 | 3.8278e-08 | 0.082223 | 0.013698 | 0.24 | 0.71515 | 0 | 0.69415 | 0.0020704 | 0 | #DIV/0! | #DIV/0! | #DIV/0! | #DIV/0! | 0 | 0 | 0 | 0
1986-01-10 | Jan | 10 | 24:00 | 21.92 | 260 | 905.5118 | 54330.7104 | 0 | 0 | 0.040717 | 3.8098e-08 | 0.082406 | 0.01367 | 0.24 | 0.71486 | 0 | 0.69119 | 0.002075 | 0 | #DIV/0! | #DIV/0! | #DIV/0! | #DIV/0! | 0 | 0 | 0 | 0
1986-01-11 | Jan | 11 | 1:00 | 24.08 | 260 | 905.5118 | 54330.7104 | 0 | 0 | 0.040917 | 3.8458e-08 | 0.08204 | 0.013726 | 0.24 | 0.71544 | 0 | 0.69712 | 0.0020658 | 0 | #DIV/0! | #DIV/0! | #DIV/0! | #DIV/0! | 0 | 0 | 0 | 0
1986-01-11 | Jan | 11 | 2:00 | 26.06 | 260 | 1220.4725 | 73228.3488 | 0 | 0 | 0.041101 | 3.8788e-08 | 0.081706 | 0.013778 | 0.24 | 0.71596 | 0 | 0.7026 | 0.0020574 | 0 | #DIV/0! | #DIV/0! | #DIV/0! | #DIV/0! | 0 | 0 | 0 | 0
1986-01-11 | Jan | 11 | 3:00 | 26.96 | 270 | 1122.0473 | 67322.8368 | 0 | 0 | 0.041184 | 3.8938e-08 | 0.081554 | 0.013801 | 0.24 | 0.7162 | 0 | 0.70511 | 0.0020536 | 0 | #DIV/0! | #DIV/0! | #DIV/0! | #DIV/0! | 0 | 0 | 0 | 0
1986-01-11 | Jan | 11 | 4:00 | 26.96 | 230 | 610.2362 | 36614.1744 | 0 | 0 | 0.041184 | 3.8938e-08 | 0.081554 | 0.013801 | 0.24 | 0.7162 | 0 | 0.70511 | 0.0020536 | 0 | #DIV/0! | #DIV/0! | #DIV/0! | #DIV/0! | 0 | 0 | 0 | 0
1986-01-11 | Jan | 11 | 5:00 | 26.06 | 260 | 905.5118 | 54330.7104 | 0 | 0 | 0.041101 | 3.8788e-08 | 0.081706 | 0.013778 | 0.24 | 0.71596 | 0 | 0.7026 | 0.0020574 | 0 | #DIV/0! | #DIV/0! | #DIV/0! | #DIV/0! | 0 | 0 | 0 | 0
1986-01-11 | Jan | 11 | 6:00 | 26.06 | 260 | 905.5118 | 54330.7104 | 0 | 0 | 0.041101 | 3.8788e-08 | 0.081706 | 0.013778 | 0.24 | 0.71596 | 0 | 0.7026 | 0.0020574 | 0 | #DIV/0! | #DIV/0! | #DIV/0! | #DIV/0! | 0 | 0 | 0 | 0
1986-01-11 | Jan | 11 | 7:00 | 24.98 | 220 | 610.2362 | 36614.1744 | 0 | 0 | 0.041001 | 3.8608e-08 | 0.081888 | 0.013749 | 0.24 | 0.71568 | 0 | 0.6996 | 0.0020619 | 0 | #DIV/0! | #DIV/0! | #DIV/0! | #DIV/0! | 0 | 0 | 0 | 0
1986-01-11 | Jan | 11 | 8:00 | 24.98 | 210 | 807.0866 | 48425.1984 | 0 | 0 | 0.041001 | 3.8608e-08 | 0.081888 | 0.013749 | 0.24 | 0.71568 | 0 | 0.6996 | 0.0020619 | 0 | #DIV/0! | #DIV/0! | #DIV/0! | #DIV/0! | 0 | 0 | 0 | 0
1986-01-11 | Jan | 11 | 9:00 | 26.06 | 220 | 1122.0473 | 67322.8368 | 0 | 0 | 0.041101 | 3.8788e-08 | 0.081706 | 0.013778 | 0.24 | 0.71596 | 0 | 0.7026 | 0.0020574 | 0 | #DIV/0! | #DIV/0! | #DIV/0! | #DIV/0! | 0 | 0 | 0 | 0
1986-01-11 | Jan | 11 | 10:00 | 28.04 | 230 | 905.5118 | 54330.7104 | 0 | 0 | 0.041284 | 3.9118e-08 | 0.081371 | 0.013829 | 0.24 | 0.71648 | 0 | 0.70812 | 0.002049 | 0 | #DIV/0! | #DIV/0! | #DIV/0! | #DIV/0! | 0 | 0 | 0 | 0
1986-01-11 | Jan | 11 | 11:00 | 30.02 | 240 | 1122.0473 | 67322.8368 | 0 | 0 | 0.041466 | 3.9447e-08 | 0.081037 | 0.013881 | 0.24 | 0.71697 | 0 | 0.71369 | 0.0020407 | 0 | #DIV/0! | #DIV/0! | #DIV/0! | #DIV/0! | 0 | 0 | 0 | 0
1986-01-11 | Jan | 11 | 12:00 | 32 | 230 | 1122.0473 | 67322.8368 | 0 | 0 | 0.041512 | 3.9667e-08 | 0.080716 | 0.013932 | 0.24 | 0.71511 | 0 | 0.71919 | 0.0020325 | 0 | #DIV/0! | #DIV/0! | #DIV/0! | #DIV/0! | 0 | 0 | 0 | 0
1986-01-11 | Jan | 11 | 13:00 | 35.96 | 230 | 1122.0473 | 67322.8368 | 0 | 0 | 0.041604 | 4.0107e-08 | 0.080074 | 0.014035 | 0.24 | 0.71143 | 0 | 0.73031 | 0.0020163 | 0 | #DIV/0! | #DIV/0! | #DIV/0! | #DIV/0! | 0 | 0 | 0 | 0
1986-01-11 | Jan | 11 | 14:00 | 39.02 | 220 | 1122.0473 | 67322.8368 | 0 | 0 | 0.041675 | 4.0447e-08 | 0.079579 | 0.014115 | 0.24 | 0.70863 | 0 | 0.73902 | 0.0020039 | 0 | #DIV/0! | #DIV/0! | #DIV/0! | #DIV/0! | 0 | 0 | 0 | 0
1986-01-11 | Jan | 11 | 15:00 | 39.92 | 220 | 1023.6221 | 61417.3248 | 0 | 0 | 0.041696 | 4.0547e-08 | 0.079433 | 0.014138 | 0.24 | 0.70781 | 0 | 0.74161 | 0.0020003 | 0 | #DIV/0! | #DIV/0! | #DIV/0! | #DIV/0! | 0 | 0 | 0 | 0
1986-01-11 | Jan | 11 | 16:00 | 37.94 | 220 | 1023.6221 | 61417.3248 | 0 | 0 | 0.04165 | 4.0327e-08 | 0.079754 | 0.014086 | 0.24 | 0.70961 | 0 | 0.73593 | 0.0020083 | 0 | #DIV/0! | #DIV/0! | #DIV/0! | #DIV/0! | 0 | 0 | 0 | 0
1986-01-11 | Jan | 11 | 17:00 | 35.96 | 210 | 905.5118 | 54330.7104 | 0 | 0 | 0.041604 | 4.0107e-08 | 0.080074 | 0.014035 | 0.24 | 0.71143 | 0 | 0.73031 | 0.0020163 | 0 | #DIV/0! | #DIV/0! | #DIV/0! | #DIV/0! | 0 | 0 | 0 | 0
1986-01-11 | Jan | 11 | 18:00 | 35.96 | 220 | 905.5118 | 54330.7104 | 0 | 0 | 0.041604 | 4.0107e-08 | 0.080074 | 0.014035 | 0.24 | 0.71143 | 0 | 0.73031 | 0.0020163 | 0 | #DIV/0! | #DIV/0! | #DIV/0! | #DIV/0! | 0 | 0 | 0 | 0
1986-01-11 | Jan | 11 | 19:00 | 37.04 | 220 | 1318.8977 | 79133.8608 | 0 | 0 | 0.041629 | 4.0227e-08 | 0.0799 | 0.014063 | 0.24 | 0.71044 | 0 | 0.73337 | 0.0020119 | 0 | #DIV/0! | #DIV/0! | #DIV/0! | #DIV/0! | 0 | 0 | 0 | 0
1986-01-11 | Jan | 11 | 20:00 | 37.04 | 220 | 1220.4725 | 73228.3488 | 0 | 0 | 0.041629 | 4.0227e-08 | 0.0799 | 0.014063 | 0.24 | 0.71044 | 0 | 0.73337 | 0.0020119 | 0 | #DIV/0! | #DIV/0! | #DIV/0! | #DIV/0! | 0 | 0 | 0 | 0
1986-01-11 | Jan | 11 | 21:00 | 37.94 | 260 | 1318.8977 | 79133.8608 | 0 | 0 | 0.04165 | 4.0327e-08 | 0.079754 | 0.014086 | 0.24 | 0.70961 | 0 | 0.73593 | 0.0020083 | 0 | #DIV/0! | #DIV/0! | #DIV/0! | #DIV/0! | 0 | 0 | 0 | 0
1986-01-11 | Jan | 11 | 22:00 | 35.96 | 250 | 1318.8977 | 79133.8608 | 0 | 0 | 0.041604 | 4.0107e-08 | 0.080074 | 0.014035 | 0.24 | 0.71143 | 0 | 0.73031 | 0.0020163 | 0 | #DIV/0! | #DIV/0! | #DIV/0! | #DIV/0! | 0 | 0 | 0 | 0
1986-01-11 | Jan | 11 | 23:00 | 35.06 | 230 | 1417.3229 | 85039.3728 | 0 | 0 | 0.041583 | 4.0007e-08 | 0.08022 | 0.014012 | 0.24 | 0.71226 | 0 | 0.72776 | 0.00202 | 0 | #DIV/0! | #DIV/0! | #DIV/0! | #DIV/0! | 0 | 0 | 0 | 0
1986-01-11 | Jan | 11 | 24:00 | 33.98 | 260 | 1318.8977 | 79133.8608 | 0 | 0 | 0.041558 | 3.9887e-08 | 0.080395 | 0.013983 | 0.24 | 0.71327 | 0 | 0.72473 | 0.0020244 | 0 | #DIV/0! | #DIV/0! | #DIV/0! | #DIV/0! | 0 | 0 | 0 | 0
1986-01-12 | Jan | 12 | 1:00 | 33.98 | 260 | 1318.8977 | 79133.8608 | 0 | 0 | 0.041558 | 3.9887e-08 | 0.080395 | 0.013983 | 0.24 | 0.71327 | 0 | 0.72473 | 0.0020244 | 0 | #DIV/0! | #DIV/0! | #DIV/0! | #DIV/0! | 0 | 0 | 0 | 0
1986-01-12 | Jan | 12 | 2:00 | 35.06 | 260 | 1515.7481 | 90944.8848 | 0 | 0 | 0.041583 | 4.0007e-08 | 0.08022 | 0.014012 | 0.24 | 0.71226 | 0 | 0.72776 | 0.00202 | 0 | #DIV/0! | #DIV/0! | #DIV/0! | #DIV/0! | 0 | 0 | 0 | 0
1986-01-12 | Jan | 12 | 3:00 | 37.94 | 270 | 1732.2835 | 103937.0112 | 0 | 0 | 0.04165 | 4.0327e-08 | 0.079754 | 0.014086 | 0.24 | 0.70961 | 0 | 0.73593 | 0.0020083 | 0 | #DIV/0! | #DIV/0! | #DIV/0! | #DIV/0! | 0 | 0 | 0 | 0
1986-01-12 | Jan | 12 | 4:00 | 39.02 | 260 | 1614.1733 | 96850.3968 | 0 | 0 | 0.041675 | 4.0447e-08 | 0.079579 | 0.014115 | 0.24 | 0.70863 | 0 | 0.73902 | 0.0020039 | 0 | #DIV/0! | #DIV/0! | #DIV/0! | #DIV/0! | 0 | 0 | 0 | 0
1986-01-12 | Jan | 12 | 5:00 | 37.94 | 260 | 1732.2835 | 103937.0112 | 0 | 0 | 0.04165 | 4.0327e-08 | 0.079754 | 0.014086 | 0.24 | 0.70961 | 0 | 0.73593 | 0.0020083 | 0 | #DIV/0! | #DIV/0! | #DIV/0! | #DIV/0! | 0 | 0 | 0 | 0
1986-01-12 | Jan | 12 | 6:00 | 35.96 | 260 | 1515.7481 | 90944.8848 | 0 | 0 | 0.041604 | 4.0107e-08 | 0.080074 | 0.014035 | 0.24 | 0.71143 | 0 | 0.73031 | 0.0020163 | 0 | #DIV/0! | #DIV/0! | #DIV/0! | #DIV/0! | 0 | 0 | 0 | 0
1986-01-12 | Jan | 12 | 7:00 | 35.06 | 260 | 1417.3229 | 85039.3728 | 0 | 0 | 0.041583 | 4.0007e-08 | 0.08022 | 0.014012 | 0.24 | 0.71226 | 0 | 0.72776 | 0.00202 | 0 | #DIV/0! | #DIV/0! | #DIV/0! | #DIV/0! | 0 | 0 | 0 | 0
1986-01-12 | Jan | 12 | 8:00 | 33.98 | 250 | 1417.3229 | 85039.3728 | 0 | 0 | 0.041558 | 3.9887e-08 | 0.080395 | 0.013983 | 0.24 | 0.71327 | 0 | 0.72473 | 0.0020244 | 0 | #DIV/0! | #DIV/0! | #DIV/0! | #DIV/0! | 0 | 0 | 0 | 0
1986-01-12 | Jan | 12 | 9:00 | 37.04 | 270 | 1614.1733 | 96850.3968 | 0 | 0 | 0.041629 | 4.0227e-08 | 0.0799 | 0.014063 | 0.24 | 0.71044 | 0 | 0.73337 | 0.0020119 | 0 | #DIV/0! | #DIV/0! | #DIV/0! | #DIV/0! | 0 | 0 | 0 | 0
1986-01-12 | Jan | 12 | 10:00 | 37.04 | 260 | 2027.5591 | 121653.5472 | 0 | 0 | 0.041629 | 4.0227e-08 | 0.0799 | 0.014063 | 0.24 | 0.71044 | 0 | 0.73337 | 0.0020119 | 0 | #DIV/0! | #DIV/0! | #DIV/0! | #DIV/0! | 0 | 0 | 0 | 0
1986-01-12 | Jan | 12 | 11:00 | 37.04 | 270 | 1515.7481 | 90944.8848 | 0 | 0 | 0.041629 | 4.0227e-08 | 0.0799 | 0.014063 | 0.24 | 0.71044 | 0 | 0.73337 | 0.0020119 | 0 | #DIV/0! | #DIV/0! | #DIV/0! | #DIV/0! | 0 | 0 | 0 | 0
1986-01-12 | Jan | 12 | 12:00 | 37.04 | 260 | 1417.3229 | 85039.3728 | 0 | 0 | 0.041629 | 4.0227e-08 | 0.0799 | 0.014063 | 0.24 | 0.71044 | 0 | 0.73337 | 0.0020119 | 0 | #DIV/0! | #DIV/0! | #DIV/0! | #DIV/0! | 0 | 0 | 0 | 0
1986-01-12 | Jan | 12 | 13:00 | 37.04 | 270 | 1515.7481 | 90944.8848 | 0 | 0 | 0.041629 | 4.0227e-08 | 0.0799 | 0.014063 | 0.24 | 0.71044 | 0 | 0.73337 | 0.0020119 | 0 | #DIV/0! | #DIV/0! | #DIV/0! | #DIV/0! | 0 | 0 | 0 | 0
1986-01-12 | Jan | 12 | 14:00 | 37.94 | 270 | 1732.2835 | 103937.0112 | 0 | 0 | 0.04165 | 4.0327e-08 | 0.079754 | 0.014086 | 0.24 | 0.70961 | 0 | 0.73593 | 0.0020083 | 0 | #DIV/0! | #DIV/0! | #DIV/0! | #DIV/0! | 0 | 0 | 0 | 0
1986-01-12 | Jan | 12 | 15:00 | 35.96 | 270 | 1515.7481 | 90944.8848 | 0 | 0 | 0.041604 | 4.0107e-08 | 0.080074 | 0.014035 | 0.24 | 0.71143 | 0 | 0.73031 | 0.0020163 | 0 | #DIV/0! | #DIV/0! | #DIV/0! | #DIV/0! | 0 | 0 | 0 | 0
1986-01-12 | Jan | 12 | 16:00 | 35.06 | 280 | 1417.3229 | 85039.3728 | 0 | 0 | 0.041583 | 4.0007e-08 | 0.08022 | 0.014012 | 0.24 | 0.71226 | 0 | 0.72776 | 0.00202 | 0 | #DIV/0! | #DIV/0! | #DIV/0! | #DIV/0! | 0 | 0 | 0 | 0
1986-01-12 | Jan | 12 | 17:00 | 33.08 | 320 | 1220.4725 | 73228.3488 | 0 | 0 | 0.041537 | 3.9787e-08 | 0.080541 | 0.01396 | 0.24 | 0.7141 | 0 | 0.7222 | 0.0020281 | 0 | #DIV/0! | #DIV/0! | #DIV/0! | #DIV/0! | 0 | 0 | 0 | 0
1986-01-12 | Jan | 12 | 18:00 | 30.92 | 340 | 1732.2835 | 103937.0112 | 0 | 0 | 0.041487 | 3.9547e-08 | 0.080891 | 0.013904 | 0.24 | 0.71612 | 0 | 0.71619 | 0.002037 | 0 | #DIV/0! | #DIV/0! | #DIV/0! | #DIV/0! | 0 | 0 | 0 | 0
1986-01-12 | Jan | 12 | 19:00 | 26.06 | 330 | 2027.5591 | 121653.5472 | 0 | 0 | 0.041101 | 3.8788e-08 | 0.081706 | 0.013778 | 0.24 | 0.71596 | 0 | 0.7026 | 0.0020574 | 0 | #DIV/0! | #DIV/0! | #DIV/0! | #DIV/0! | 0 | 0 | 0 | 0
1986-01-12 | Jan | 12 | 20:00 | 23 | 330 | 1515.7481 | 90944.8848 | 0 | 0 | 0.040817 | 3.8278e-08 | 0.082223 | 0.013698 | 0.24 | 0.71515 | 0 | 0.69415 | 0.0020704 | 0 | #DIV/0! | #DIV/0! | #DIV/0! | #DIV/0! | 0 | 0 | 0 | 0
1986-01-12 | Jan | 12 | 21:00 | 21.02 | 330 | 1318.8977 | 79133.8608 | 0 | 0 | 0.040634 | 3.7948e-08 | 0.082558 | 0.013647 | 0.24 | 0.71462 | 0 | 0.68874 | 0.0020789 | 0 | #DIV/0! | #DIV/0! | #DIV/0! | #DIV/0! | 0 | 0 | 0 | 0
1986-01-12 | Jan | 12 | 22:00 | 19.94 | 320 | 1614.1733 | 96850.3968 | 0 | 0 | 0.040535 | 3.7769e-08 | 0.082741 | 0.013618 | 0.24 | 0.71436 | 0 | 0.6858 | 0.0020836 | 0 | #DIV/0! | #DIV/0! | #DIV/0! | #DIV/0! | 0 | 0 | 0 | 0
1986-01-12 | Jan | 12 | 23:00 | 19.04 | 320 | 1515.7481 | 90944.8848 | 0 | 0 | 0.040473 | 3.7644e-08 | 0.082899 | 0.013595 | 0.24 | 0.71448 | 0 | 0.68331 | 0.0020875 | 0 | #DIV/0! | #DIV/0! | #DIV/0! | #DIV/0! | 0 | 0 | 0 | 0
1986-01-12 | Jan | 12 | 24:00 | 15.08 | 330 | 1318.8977 | 79133.8608 | 0 | 0 | 0.040197 | 3.7094e-08 | 0.083596 | 0.013492 | 0.24 | 0.71504 | 0 | 0.67248 | 0.0021049 | 0 | #DIV/0! | #DIV/0! | #DIV/0! | #DIV/0! | 0 | 0 | 0 | 0
1986-01-13 | Jan | 13 | 1:00 | 15.08 | 330 | 1318.8977 | 79133.8608 | 0 | 0 | 0.040197 | 3.7094e-08 | 0.083596 | 0.013492 | 0.24 | 0.71504 | 0 | 0.67248 | 0.0021049 | 0 | #DIV/0! | #DIV/0! | #DIV/0! | #DIV/0! | 0 | 0 | 0 | 0
1986-01-13 | Jan | 13 | 2:00 | 15.08 | 330 | 1122.0473 | 67322.8368 | 0 | 0 | 0.040197 | 3.7094e-08 | 0.083596 | 0.013492 | 0.24 | 0.71504 | 0 | 0.67248 | 0.0021049 | 0 | #DIV/0! | #DIV/0! | #DIV/0! | #DIV/0! | 0 | 0 | 0 | 0
1986-01-13 | Jan | 13 | 3:00 | 14 | 350 | 1515.7481 | 90944.8848 | 0 | 0 | 0.040122 | 3.6944e-08 | 0.083786 | 0.013464 | 0.24 | 0.71519 | 0 | 0.66956 | 0.0021097 | 0 | #DIV/0! | #DIV/0! | #DIV/0! | #DIV/0! | 0 | 0 | 0 | 0
1986-01-13 | Jan | 13 | 4:00 | 14 | 330 | 1732.2835 | 103937.0112 | 0 | 0 | 0.040122 | 3.6944e-08 | 0.083786 | 0.013464 | 0.24 | 0.71519 | 0 | 0.66956 | 0.0021097 | 0 | #DIV/0! | #DIV/0! | #DIV/0! | #DIV/0! | 0 | 0 | 0 | 0
1986-01-13 | Jan | 13 | 5:00 | 12.02 | 330 | 1318.8977 | 79133.8608 | 0 | 0 | 0.039985 | 3.6669e-08 | 0.084134 | 0.013413 | 0.24 | 0.71547 | 0 | 0.66424 | 0.0021186 | 0 | #DIV/0! | #DIV/0! | #DIV/0! | #DIV/0! | 0 | 0 | 0 | 0
1986-01-13 | Jan | 13 | 6:00 | 12.02 | 320 | 1122.0473 | 67322.8368 | 0 | 0 | 0.039985 | 3.6669e-08 | 0.084134 | 0.013413 | 0.24 | 0.71547 | 0 | 0.66424 | 0.0021186 | 0 | #DIV/0! | #DIV/0! | #DIV/0! | #DIV/0! | 0 | 0 | 0 | 0
1986-01-13 | Jan | 13 | 7:00 | 12.02 | 320 | 905.5118 | 54330.7104 | 0 | 0 | 0.039985 | 3.6669e-08 | 0.084134 | 0.013413 | 0.24 | 0.71547 | 0 | 0.66424 | 0.0021186 | 0 | #DIV/0! | #DIV/0! | #DIV/0! | #DIV/0! | 0 | 0 | 0 | 0
1986-01-13 | Jan | 13 | 8:00 | 12.02 | 330 | 1220.4725 | 73228.3488 | 0 | 0 | 0.039985 | 3.6669e-08 | 0.084134 | 0.013413 | 0.24 | 0.71547 | 0 | 0.66424 | 0.0021186 | 0 | #DIV/0! | #DIV/0! | #DIV/0! | #DIV/0! | 0 | 0 | 0 | 0
1986-01-13 | Jan | 13 | 9:00 | 14 | 330 | 1122.0473 | 67322.8368 | 0 | 0 | 0.040122 | 3.6944e-08 | 0.083786 | 0.013464 | 0.24 | 0.71519 | 0 | 0.66956 | 0.0021097 | 0 | #DIV/0! | #DIV/0! | #DIV/0! | #DIV/0! | 0 | 0 | 0 | 0
1986-01-13 | Jan | 13 | 10:00 | 17.06 | 330 | 807.0866 | 48425.1984 | 0 | 0 | 0.040335 | 3.7369e-08 | 0.083247 | 0.013544 | 0.24 | 0.71476 | 0 | 0.67788 | 0.0020962 | 0 | #DIV/0! | #DIV/0! | #DIV/0! | #DIV/0! | 0 | 0 | 0 | 0
1986-01-13 | Jan | 13 | 11:00 | 19.04 | 330 | 807.0866 | 48425.1984 | 0 | 0 | 0.040473 | 3.7644e-08 | 0.082899 | 0.013595 | 0.24 | 0.71448 | 0 | 0.68331 | 0.0020875 | 0 | #DIV/0! | #DIV/0! | #DIV/0! | #DIV/0! | 0 | 0 | 0 | 0
1986-01-13 | Jan | 13 | 12:00 | 21.02 | 280 | 708.6614 | 42519.6864 | 0 | 0 | 0.040634 | 3.7948e-08 | 0.082558 | 0.013647 | 0.24 | 0.71462 | 0 | 0.68874 | 0.0020789 | 0 | #DIV/0! | #DIV/0! | #DIV/0! | #DIV/0! | 0 | 0 | 0 | 0
1986-01-13 | Jan | 13 | 13:00 | 23 | 260 | 511.811 | 30708.6624 | 0 | 0 | 0.040817 | 3.8278e-08 | 0.082223 | 0.013698 | 0.24 | 0.71515 | 0 | 0.69415 | 0.0020704 | 0 | #DIV/0! | #DIV/0! | #DIV/0! | #DIV/0! | 0 | 0 | 0 | 0
1986-01-13 | Jan | 13 | 14:00 | 21.02 | 260 | 1023.6221 | 61417.3248 | 0 | 0 | 0.040634 | 3.7948e-08 | 0.082558 | 0.013647 | 0.24 | 0.71462 | 0 | 0.68874 | 0.0020789 | 0 | #DIV/0! | #DIV/0! | #DIV/0! | #DIV/0! | 0 | 0 | 0 | 0
1986-01-13 | Jan | 13 | 15:00 | 21.02 | 250 | 807.0866 | 48425.1984 | 0 | 0 | 0.040634 | 3.7948e-08 | 0.082558 | 0.013647 | 0.24 | 0.71462 | 0 | 0.68874 | 0.0020789 | 0 | #DIV/0! | #DIV/0! | #DIV/0! | #DIV/0! | 0 | 0 | 0 | 0
1986-01-13 | Jan | 13 | 16:00 | 19.04 | 250 | 1023.6221 | 61417.3248 | 0 | 0 | 0.040473 | 3.7644e-08 | 0.082899 | 0.013595 | 0.24 | 0.71448 | 0 | 0.68331 | 0.0020875 | 0 | #DIV/0! | #DIV/0! | #DIV/0! | #DIV/0! | 0 | 0 | 0 | 0
1986-01-13 | Jan | 13 | 17:00 | 17.06 | 240 | 610.2362 | 36614.1744 | 0 | 0 | 0.040335 | 3.7369e-08 | 0.083247 | 0.013544 | 0.24 | 0.71476 | 0 | 0.67788 | 0.0020962 | 0 | #DIV/0! | #DIV/0! | #DIV/0! | #DIV/0! | 0 | 0 | 0 | 0
1986-01-13 | Jan | 13 | 18:00 | 17.06 | 240 | 610.2362 | 36614.1744 | 0 | 0 | 0.040335 | 3.7369e-08 | 0.083247 | 0.013544 | 0.24 | 0.71476 | 0 | 0.67788 | 0.0020962 | 0 | #DIV/0! | #DIV/0! | #DIV/0! | #DIV/0! | 0 | 0 | 0 | 0
1986-01-13 | Jan | 13 | 19:00 | 15.98 | 0 | 0 | 0 | 0 | 0 | 0.04026 | 3.7219e-08 | 0.083438 | 0.013515 | 0.24 | 0.71491 | 0 | 0.67493 | 0.0021009 | 0 | #DIV/0! | #DIV/0! | #DIV/0! | #DIV/0! | 0 | 0 | 0 | 0
1986-01-13 | Jan | 13 | 20:00 | 19.04 | 180 | 610.2362 | 36614.1744 | 0 | 0 | 0.040473 | 3.7644e-08 | 0.082899 | 0.013595 | 0.24 | 0.71448 | 0 | 0.68331 | 0.0020875 | 0 | #DIV/0! | #DIV/0! | #DIV/0! | #DIV/0! | 0 | 0 | 0 | 0
1986-01-13 | Jan | 13 | 21:00 | 19.04 | 180 | 610.2362 | 36614.1744 | 0 | 0 | 0.040473 | 3.7644e-08 | 0.082899 | 0.013595 | 0.24 | 0.71448 | 0 | 0.68331 | 0.0020875 | 0 | #DIV/0! | #DIV/0! | #DIV/0! | #DIV/0! | 0 | 0 | 0 | 0
1986-01-13 | Jan | 13 | 22:00 | 19.94 | 190 | 610.2362 | 36614.1744 | 0 | 0 | 0.040535 | 3.7769e-08 | 0.082741 | 0.013618 | 0.24 | 0.71436 | 0 | 0.6858 | 0.0020836 | 0 | #DIV/0! | #DIV/0! | #DIV/0! | #DIV/0! | 0 | 0 | 0 | 0
1986-01-13 | Jan | 13 | 23:00 | 19.94 | 180 | 610.2362 | 36614.1744 | 0 | 0 | 0.040535 | 3.7769e-08 | 0.082741 | 0.013618 | 0.24 | 0.71436 | 0 | 0.6858 | 0.0020836 | 0 | #DIV/0! | #DIV/0! | #DIV/0! | #DIV/0! | 0 | 0 | 0 | 0
1986-01-13 | Jan | 13 | 24:00 | 19.94 | 190 | 610.2362 | 36614.1744 | 0 | 0 | 0.040535 | 3.7769e-08 | 0.082741 | 0.013618 | 0.24 | 0.71436 | 0 | 0.6858 | 0.0020836 | 0 | #DIV/0! | #DIV/0! | #DIV/0! | #DIV/0! | 0 | 0 | 0 | 0
1986-01-14 | Jan | 14 | 1:00 | 19.04 | 180 | 1023.6221 | 61417.3248 | 0 | 0 | 0.040473 | 3.7644e-08 | 0.082899 | 0.013595 | 0.24 | 0.71448 | 0 | 0.68331 | 0.0020875 | 0 | #DIV/0! | #DIV/0! | #DIV/0! | #DIV/0! | 0 | 0 | 0 | 0
1986-01-14 | Jan | 14 | 2:00 | 17.96 | 190 | 807.0866 | 48425.1984 | 0 | 0 | 0.040397 | 3.7494e-08 | 0.083089 | 0.013567 | 0.24 | 0.71463 | 0 | 0.68034 | 0.0020922 | 0 | #DIV/0! | #DIV/0! | #DIV/0! | #DIV/0! | 0 | 0 | 0 | 0
1986-01-14 | Jan | 14 | 3:00 | 24.08 | 190 | 511.811 | 30708.6624 | 0 | 0 | 0.040917 | 3.8458e-08 | 0.08204 | 0.013726 | 0.24 | 0.71544 | 0 | 0.69712 | 0.0020658 | 0 | #DIV/0! | #DIV/0! | #DIV/0! | #DIV/0! | 0 | 0 | 0 | 0
1986-01-14 | Jan | 14 | 4:00 | 24.08 | 190 | 511.811 | 30708.6624 | 0 | 0 | 0.040917 | 3.8458e-08 | 0.08204 | 0.013726 | 0.24 | 0.71544 | 0 | 0.69712 | 0.0020658 | 0 | #DIV/0! | #DIV/0! | #DIV/0! | #DIV/0! | 0 | 0 | 0 | 0
1986-01-14 | Jan | 14 | 5:00 | 21.02 | 0 | 0 | 0 | 0 | 0 | 0.040634 | 3.7948e-08 | 0.082558 | 0.013647 | 0.24 | 0.71462 | 0 | 0.68874 | 0.0020789 | 0 | #DIV/0! | #DIV/0! | #DIV/0! | #DIV/0! | 0 | 0 | 0 | 0
1986-01-14 | Jan | 14 | 6:00 | 19.94 | 330 | 413.3858 | 24803.1504 | 0 | 0 | 0.040535 | 3.7769e-08 | 0.082741 | 0.013618 | 0.24 | 0.71436 | 0 | 0.6858 | 0.0020836 | 0 | #DIV/0! | #DIV/0! | #DIV/0! | #DIV/0! | 0 | 0 | 0 | 0
1986-01-14 | Jan | 14 | 7:00 | 21.92 | 340 | 511.811 | 30708.6624 | 0 | 0 | 0.040717 | 3.8098e-08 | 0.082406 | 0.01367 | 0.24 | 0.71486 | 0 | 0.69119 | 0.002075 | 0 | #DIV/0! | #DIV/0! | #DIV/0! | #DIV/0! | 0 | 0 | 0 | 0
1986-01-14 | Jan | 14 | 8:00 | 24.08 | 350 | 1220.4725 | 73228.3488 | 0 | 0 | 0.040917 | 3.8458e-08 | 0.08204 | 0.013726 | 0.24 | 0.71544 | 0 | 0.69712 | 0.0020658 | 0 | #DIV/0! | #DIV/0! | #DIV/0! | #DIV/0! | 0 | 0 | 0 | 0
1986-01-14 | Jan | 14 | 9:00 | 23 | 350 | 905.5118 | 54330.7104 | 0 | 0 | 0.040817 | 3.8278e-08 | 0.082223 | 0.013698 | 0.24 | 0.71515 | 0 | 0.69415 | 0.0020704 | 0 | #DIV/0! | #DIV/0! | #DIV/0! | #DIV/0! | 0 | 0 | 0 | 0
1986-01-14 | Jan | 14 | 10:00 | 24.08 | 330 | 1220.4725 | 73228.3488 | 0 | 0 | 0.040917 | 3.8458e-08 | 0.08204 | 0.013726 | 0.24 | 0.71544 | 0 | 0.69712 | 0.0020658 | 0 | #DIV/0! | #DIV/0! | #DIV/0! | #DIV/0! | 0 | 0 | 0 | 0
1986-01-14 | Jan | 14 | 11:00 | 24.08 | 330 | 1122.0473 | 67322.8368 | 0 | 0 | 0.040917 | 3.8458e-08 | 0.08204 | 0.013726 | 0.24 | 0.71544 | 0 | 0.69712 | 0.0020658 | 0 | #DIV/0! | #DIV/0! | #DIV/0! | #DIV/0! | 0 | 0 | 0 | 0
1986-01-14 | Jan | 14 | 12:00 | 24.98 | 330 | 1318.8977 | 79133.8608 | 0 | 0 | 0.041001 | 3.8608e-08 | 0.081888 | 0.013749 | 0.24 | 0.71568 | 0 | 0.6996 | 0.0020619 | 0 | #DIV/0! | #DIV/0! | #DIV/0! | #DIV/0! | 0 | 0 | 0 | 0
1986-01-14 | Jan | 14 | 13:00 | 24.98 | 350 | 807.0866 | 48425.1984 | 0 | 0 | 0.041001 | 3.8608e-08 | 0.081888 | 0.013749 | 0.24 | 0.71568 | 0 | 0.6996 | 0.0020619 | 0 | #DIV/0! | #DIV/0! | #DIV/0! | #DIV/0! | 0 | 0 | 0 | 0
1986-01-14 | Jan | 14 | 14:00 | 26.06 | 360 | 1023.6221 | 61417.3248 | 0 | 0 | 0.041101 | 3.8788e-08 | 0.081706 | 0.013778 | 0.24 | 0.71596 | 0 | 0.7026 | 0.0020574 | 0 | #DIV/0! | #DIV/0! | #DIV/0! | #DIV/0! | 0 | 0 | 0 | 0
1986-01-14 | Jan | 14 | 15:00 | 26.96 | 350 | 1220.4725 | 73228.3488 | 0 | 0 | 0.041184 | 3.8938e-08 | 0.081554 | 0.013801 | 0.24 | 0.7162 | 0 | 0.70511 | 0.0020536 | 0 | #DIV/0! | #DIV/0! | #DIV/0! | #DIV/0! | 0 | 0 | 0 | 0
1986-01-14 | Jan | 14 | 16:00 | 24.98 | 340 | 1220.4725 | 73228.3488 | 0 | 0 | 0.041001 | 3.8608e-08 | 0.081888 | 0.013749 | 0.24 | 0.71568 | 0 | 0.6996 | 0.0020619 | 0 | #DIV/0! | #DIV/0! | #DIV/0! | #DIV/0! | 0 | 0 | 0 | 0
1986-01-14 | Jan | 14 | 17:00 | 21.92 | 350 | 905.5118 | 54330.7104 | 0 | 0 | 0.040717 | 3.8098e-08 | 0.082406 | 0.01367 | 0.24 | 0.71486 | 0 | 0.69119 | 0.002075 | 0 | #DIV/0! | #DIV/0! | #DIV/0! | #DIV/0! | 0 | 0 | 0 | 0
1986-01-14 | Jan | 14 | 18:00 | 19.94 | 360 | 807.0866 | 48425.1984 | 0 | 0 | 0.040535 | 3.7769e-08 | 0.082741 | 0.013618 | 0.24 | 0.71436 | 0 | 0.6858 | 0.0020836 | 0 | #DIV/0! | #DIV/0! | #DIV/0! | #DIV/0! | 0 | 0 | 0 | 0
1986-01-14 | Jan | 14 | 19:00 | 19.04 | 340 | 708.6614 | 42519.6864 | 0 | 0 | 0.040473 | 3.7644e-08 | 0.082899 | 0.013595 | 0.24 | 0.71448 | 0 | 0.68331 | 0.0020875 | 0 | #DIV/0! | #DIV/0! | #DIV/0! | #DIV/0! | 0 | 0 | 0 | 0
1986-01-14 | Jan | 14 | 20:00 | 19.04 | 330 | 708.6614 | 42519.6864 | 0 | 0 | 0.040473 | 3.7644e-08 | 0.082899 | 0.013595 | 0.24 | 0.71448 | 0 | 0.68331 | 0.0020875 | 0 | #DIV/0! | #DIV/0! | #DIV/0! | #DIV/0! | 0 | 0 | 0 | 0
1986-01-14 | Jan | 14 | 21:00 | 15.08 | 320 | 511.811 | 30708.6624 | 0 | 0 | 0.040197 | 3.7094e-08 | 0.083596 | 0.013492 | 0.24 | 0.71504 | 0 | 0.67248 | 0.0021049 | 0 | #DIV/0! | #DIV/0! | #DIV/0! | #DIV/0! | 0 | 0 | 0 | 0
1986-01-14 | Jan | 14 | 22:00 | 15.08 | 270 | 295.2756 | 17716.536 | 0 | 0 | 0.040197 | 3.7094e-08 | 0.083596 | 0.013492 | 0.24 | 0.71504 | 0 | 0.67248 | 0.0021049 | 0 | #DIV/0! | #DIV/0! | #DIV/0! | #DIV/0! | 0 | 0 | 0 | 0
1986-01-14 | Jan | 14 | 23:00 | 10.94 | 270 | 413.3858 | 24803.1504 | 0 | 0 | 0.03991 | 3.6519e-08 | 0.084325 | 0.013384 | 0.24 | 0.71563 | 0 | 0.66136 | 0.0021234 | 0 | #DIV/0! | #DIV/0! | #DIV/0! | #DIV/0! | 0 | 0 | 0 | 0
1986-01-14 | Jan | 14 | 24:00 | 6.08 | 270 | 413.3858 | 24803.1504 | 0 | 0 | 0.039572 | 3.5844e-08 | 0.085211 | 0.013258 | 0.24 | 0.71634 | 0 | 0.64829 | 0.0021456 | 0 | #DIV/0! | #DIV/0! | #DIV/0! | #DIV/0! | 0 | 0 | 0 | 0
1986-01-15 | Jan | 15 | 1:00 | 6.08 | 230 | 413.3858 | 24803.1504 | 0 | 0 | 0.039572 | 3.5844e-08 | 0.085211 | 0.013258 | 0.24 | 0.71634 | 0 | 0.64829 | 0.0021456 | 0 | #DIV/0! | #DIV/0! | #DIV/0! | #DIV/0! | 0 | 0 | 0 | 0
1986-01-15 | Jan | 15 | 2:00 | 6.08 | 230 | 413.3858 | 24803.1504 | 0 | 0 | 0.039572 | 3.5844e-08 | 0.085211 | 0.013258 | 0.24 | 0.71634 | 0 | 0.64829 | 0.0021456 | 0 | #DIV/0! | #DIV/0! | #DIV/0! | #DIV/0! | 0 | 0 | 0 | 0
1986-01-15 | Jan | 15 | 3:00 | 6.08 | 230 | 511.811 | 30708.6624 | 0 | 0 | 0.039572 | 3.5844e-08 | 0.085211 | 0.013258 | 0.24 | 0.71634 | 0 | 0.64829 | 0.0021456 | 0 | #DIV/0! | #DIV/0! | #DIV/0! | #DIV/0! | 0 | 0 | 0 | 0
1986-01-15 | Jan | 15 | 4:00 | 6.98 | 0 | 0 | 0 | 0 | 0 | 0.039634 | 3.5969e-08 | 0.085046 | 0.013281 | 0.24 | 0.7162 | 0 | 0.6507 | 0.0021414 | 0 | #DIV/0! | #DIV/0! | #DIV/0! | #DIV/0! | 0 | 0 | 0 | 0
1986-01-15 | Jan | 15 | 5:00 | 8.96 | 200 | 413.3858 | 24803.1504 | 0 | 0 | 0.039772 | 3.6244e-08 | 0.084681 | 0.013333 | 0.24 | 0.71592 | 0 | 0.65604 | 0.0021324 | 0 | #DIV/0! | #DIV/0! | #DIV/0! | #DIV/0! | 0 | 0 | 0 | 0
1986-01-15 | Jan | 15 | 6:00 | 10.04 | 170 | 413.3858 | 24803.1504 | 0 | 0 | 0.039847 | 3.6394e-08 | 0.084483 | 0.013361 | 0.24 | 0.71576 | 0 | 0.65896 | 0.0021275 | 0 | #DIV/0! | #DIV/0! | #DIV/0! | #DIV/0! | 0 | 0 | 0 | 0
1986-01-15 | Jan | 15 | 7:00 | 14 | 170 | 610.2362 | 36614.1744 | 0 | 0 | 0.040122 | 3.6944e-08 | 0.083786 | 0.013464 | 0.24 | 0.71519 | 0 | 0.66956 | 0.0021097 | 0 | #DIV/0! | #DIV/0! | #DIV/0! | #DIV/0! | 0 | 0 | 0 | 0
1986-01-15 | Jan | 15 | 8:00 | 17.06 | 210 | 708.6614 | 42519.6864 | 0 | 0 | 0.040335 | 3.7369e-08 | 0.083247 | 0.013544 | 0.24 | 0.71476 | 0 | 0.67788 | 0.0020962 | 0 | #DIV/0! | #DIV/0! | #DIV/0! | #DIV/0! | 0 | 0 | 0 | 0
1986-01-15 | Jan | 15 | 9:00 | 21.02 | 210 | 905.5118 | 54330.7104 | 0 | 0 | 0.040634 | 3.7948e-08 | 0.082558 | 0.013647 | 0.24 | 0.71462 | 0 | 0.68874 | 0.0020789 | 0 | #DIV/0! | #DIV/0! | #DIV/0! | #DIV/0! | 0 | 0 | 0 | 0
1986-01-15 | Jan | 15 | 10:00 | 24.08 | 210 | 1122.0473 | 67322.8368 | 0 | 0 | 0.040917 | 3.8458e-08 | 0.08204 | 0.013726 | 0.24 | 0.71544 | 0 | 0.69712 | 0.0020658 | 0 | #DIV/0! | #DIV/0! | #DIV/0! | #DIV/0! | 0 | 0 | 0 | 0
1986-01-15 | Jan | 15 | 11:00 | 26.96 | 210 | 1417.3229 | 85039.3728 | 0 | 0 | 0.041184 | 3.8938e-08 | 0.081554 | 0.013801 | 0.24 | 0.7162 | 0 | 0.70511 | 0.0020536 | 0 | #DIV/0! | #DIV/0! | #DIV/0! | #DIV/0! | 0 | 0 | 0 | 0
1986-01-15 | Jan | 15 | 12:00 | 30.02 | 230 | 1023.6221 | 61417.3248 | 0 | 0 | 0.041466 | 3.9447e-08 | 0.081037 | 0.013881 | 0.24 | 0.71697 | 0 | 0.71369 | 0.0020407 | 0 | #DIV/0! | #DIV/0! | #DIV/0! | #DIV/0! | 0 | 0 | 0 | 0
1986-01-15 | Jan | 15 | 13:00 | 33.08 | 220 | 1614.1733 | 96850.3968 | 0 | 0 | 0.041537 | 3.9787e-08 | 0.080541 | 0.01396 | 0.24 | 0.7141 | 0 | 0.7222 | 0.0020281 | 0 | #DIV/0! | #DIV/0! | #DIV/0! | #DIV/0! | 0 | 0 | 0 | 0
1986-01-15 | Jan | 15 | 14:00 | 35.06 | 220 | 1417.3229 | 85039.3728 | 0 | 0 | 0.041583 | 4.0007e-08 | 0.08022 | 0.014012 | 0.24 | 0.71226 | 0 | 0.72776 | 0.00202 | 0 | #DIV/0! | #DIV/0! | #DIV/0! | #DIV/0! | 0 | 0 | 0 | 0
1986-01-15 | Jan | 15 | 15:00 | 37.04 | 210 | 1220.4725 | 73228.3488 | 0 | 0 | 0.041629 | 4.0227e-08 | 0.0799 | 0.014063 | 0.24 | 0.71044 | 0 | 0.73337 | 0.0020119 | 0 | #DIV/0! | #DIV/0! | #DIV/0! | #DIV/0! | 0 | 0 | 0 | 0
1986-01-15 | Jan | 15 | 16:00 | 37.04 | 220 | 1023.6221 | 61417.3248 | 0 | 0 | 0.041629 | 4.0227e-08 | 0.0799 | 0.014063 | 0.24 | 0.71044 | 0 | 0.73337 | 0.0020119 | 0 | #DIV/0! | #DIV/0! | #DIV/0! | #DIV/0! | 0 | 0 | 0 | 0
1986-01-15 | Jan | 15 | 17:00 | 33.08 | 220 | 610.2362 | 36614.1744 | 0 | 0 | 0.041537 | 3.9787e-08 | 0.080541 | 0.01396 | 0.24 | 0.7141 | 0 | 0.7222 | 0.0020281 | 0 | #DIV/0! | #DIV/0! | #DIV/0! | #DIV/0! | 0 | 0 | 0 | 0
1986-01-15 | Jan | 15 | 18:00 | 32 | 250 | 295.2756 | 17716.536 | 0 | 0 | 0.041512 | 3.9667e-08 | 0.080716 | 0.013932 | 0.24 | 0.71511 | 0 | 0.71919 | 0.0020325 | 0 | #DIV/0! | #DIV/0! | #DIV/0! | #DIV/0! | 0 | 0 | 0 | 0
1986-01-15 | Jan | 15 | 19:00 | 26.96 | 180 | 295.2756 | 17716.536 | 0 | 0 | 0.041184 | 3.8938e-08 | 0.081554 | 0.013801 | 0.24 | 0.7162 | 0 | 0.70511 | 0.0020536 | 0 | #DIV/0! | #DIV/0! | #DIV/0! | #DIV/0! | 0 | 0 | 0 | 0
1986-01-15 | Jan | 15 | 20:00 | 28.04 | 180 | 511.811 | 30708.6624 | 0 | 0 | 0.041284 | 3.9118e-08 | 0.081371 | 0.013829 | 0.24 | 0.71648 | 0 | 0.70812 | 0.002049 | 0 | #DIV/0! | #DIV/0! | #DIV/0! | #DIV/0! | 0 | 0 | 0 | 0
1986-01-15 | Jan | 15 | 21:00 | 28.04 | 180 | 295.2756 | 17716.536 | 0 | 0 | 0.041284 | 3.9118e-08 | 0.081371 | 0.013829 | 0.24 | 0.71648 | 0 | 0.70812 | 0.002049 | 0 | #DIV/0! | #DIV/0! | #DIV/0! | #DIV/0! | 0 | 0 | 0 | 0
1986-01-15 | Jan | 15 | 22:00 | 23 | 170 | 295.2756 | 17716.536 | 0 | 0 | 0.040817 | 3.8278e-08 | 0.082223 | 0.013698 | 0.24 | 0.71515 | 0 | 0.69415 | 0.0020704 | 0 | #DIV/0! | #DIV/0! | #DIV/0! | #DIV/0! | 0 | 0 | 0 | 0
1986-01-15 | Jan | 15 | 23:00 | 26.06 | 180 | 413.3858 | 24803.1504 | 0 | 0 | 0.041101 | 3.8788e-08 | 0.081706 | 0.013778 | 0.24 | 0.71596 | 0 | 0.7026 | 0.0020574 | 0 | #DIV/0! | #DIV/0! | #DIV/0! | #DIV/0! | 0 | 0 | 0 | 0
1986-01-15 | Jan | 15 | 24:00 | 23 | 170 | 413.3858 | 24803.1504 | 0 | 0 | 0.040817 | 3.8278e-08 | 0.082223 | 0.013698 | 0.24 | 0.71515 | 0 | 0.69415 | 0.0020704 | 0 | #DIV/0! | #DIV/0! | #DIV/0! | #DIV/0! | 0 | 0 | 0 | 0
1986-01-16 | Jan | 16 | 1:00 | 21.92 | 130 | 413.3858 | 24803.1504 | 0 | 0 | 0.040717 | 3.8098e-08 | 0.082406 | 0.01367 | 0.24 | 0.71486 | 0 | 0.69119 | 0.002075 | 0 | #DIV/0! | #DIV/0! | #DIV/0! | #DIV/0! | 0 | 0 | 0 | 0
1986-01-16 | Jan | 16 | 2:00 | 19.94 | 170 | 511.811 | 30708.6624 | 0 | 0 | 0.040535 | 3.7769e-08 | 0.082741 | 0.013618 | 0.24 | 0.71436 | 0 | 0.6858 | 0.0020836 | 0 | #DIV/0! | #DIV/0! | #DIV/0! | #DIV/0! | 0 | 0 | 0 | 0
1986-01-16 | Jan | 16 | 3:00 | 19.04 | 160 | 413.3858 | 24803.1504 | 0 | 0 | 0.040473 | 3.7644e-08 | 0.082899 | 0.013595 | 0.24 | 0.71448 | 0 | 0.68331 | 0.0020875 | 0 | #DIV/0! | #DIV/0! | #DIV/0! | #DIV/0! | 0 | 0 | 0 | 0
1986-01-16 | Jan | 16 | 4:00 | 21.92 | 170 | 511.811 | 30708.6624 | 0 | 0 | 0.040717 | 3.8098e-08 | 0.082406 | 0.01367 | 0.24 | 0.71486 | 0 | 0.69119 | 0.002075 | 0 | #DIV/0! | #DIV/0! | #DIV/0! | #DIV/0! | 0 | 0 | 0 | 0
1986-01-16 | Jan | 16 | 5:00 | 23 | 140 | 511.811 | 30708.6624 | 0 | 0 | 0.040817 | 3.8278e-08 | 0.082223 | 0.013698 | 0.24 | 0.71515 | 0 | 0.69415 | 0.0020704 | 0 | #DIV/0! | #DIV/0! | #DIV/0! | #DIV/0! | 0 | 0 | 0 | 0
1986-01-16 | Jan | 16 | 6:00 | 23 | 170 | 511.811 | 30708.6624 | 0 | 0 | 0.040817 | 3.8278e-08 | 0.082223 | 0.013698 | 0.24 | 0.71515 | 0 | 0.69415 | 0.0020704 | 0 | #DIV/0! | #DIV/0! | #DIV/0! | #DIV/0! | 0 | 0 | 0 | 0
1986-01-16 | Jan | 16 | 7:00 | 24.08 | 160 | 511.811 | 30708.6624 | 0 | 0 | 0.040917 | 3.8458e-08 | 0.08204 | 0.013726 | 0.24 | 0.71544 | 0 | 0.69712 | 0.0020658 | 0 | #DIV/0! | #DIV/0! | #DIV/0! | #DIV/0! | 0 | 0 | 0 | 0
1986-01-16 | Jan | 16 | 8:00 | 24.98 | 160 | 610.2362 | 36614.1744 | 0 | 0 | 0.041001 | 3.8608e-08 | 0.081888 | 0.013749 | 0.24 | 0.71568 | 0 | 0.6996 | 0.0020619 | 0 | #DIV/0! | #DIV/0! | #DIV/0! | #DIV/0! | 0 | 0 | 0 | 0
1986-01-16 | Jan | 16 | 9:00 | 30.02 | 180 | 807.0866 | 48425.1984 | 0 | 0 | 0.041466 | 3.9447e-08 | 0.081037 | 0.013881 | 0.24 | 0.71697 | 0 | 0.71369 | 0.0020407 | 0 | #DIV/0! | #DIV/0! | #DIV/0! | #DIV/0! | 0 | 0 | 0 | 0
1986-01-16 | Jan | 16 | 10:00 | 33.98 | 170 | 807.0866 | 48425.1984 | 0 | 0 | 0.041558 | 3.9887e-08 | 0.080395 | 0.013983 | 0.24 | 0.71327 | 0 | 0.72473 | 0.0020244 | 0 | #DIV/0! | #DIV/0! | #DIV/0! | #DIV/0! | 0 | 0 | 0 | 0
1986-01-16 | Jan | 16 | 11:00 | 37.04 | 170 | 610.2362 | 36614.1744 | 0 | 0 | 0.041629 | 4.0227e-08 | 0.0799 | 0.014063 | 0.24 | 0.71044 | 0 | 0.73337 | 0.0020119 | 0 | #DIV/0! | #DIV/0! | #DIV/0! | #DIV/0! | 0 | 0 | 0 | 0
1986-01-16 | Jan | 16 | 12:00 | 39.92 | 190 | 708.6614 | 42519.6864 | 0 | 0 | 0.041696 | 4.0547e-08 | 0.079433 | 0.014138 | 0.24 | 0.70781 | 0 | 0.74161 | 0.0020003 | 0 | #DIV/0! | #DIV/0! | #DIV/0! | #DIV/0! | 0 | 0 | 0 | 0
1986-01-16 | Jan | 16 | 13:00 | 44.96 | 180 | 807.0866 | 48425.1984 | 0 | 0 | 0.042157 | 4.1382e-08 | 0.078646 | 0.014269 | 0.24 | 0.70907 | 0 | 0.75597 | 0.0019804 | 0 | #DIV/0! | #DIV/0! | #DIV/0! | #DIV/0! | 0 | 0 | 0 | 0
1986-01-16 | Jan | 16 | 14:00 | 48.92 | 180 | 1122.0473 | 67322.8368 | 0 | 0 | 0.042524 | 4.2042e-08 | 0.078028 | 0.014372 | 0.24 | 0.71012 | 0 | 0.76745 | 0.0019649 | 0 | #DIV/0! | #DIV/0! | #DIV/0! | #DIV/0! | 0 | 0 | 0 | 0
1986-01-16 | Jan | 16 | 15:00 | 50 | 180 | 1318.8977 | 79133.8608 | 0 | 0 | 0.042624 | 4.2222e-08 | 0.07786 | 0.0144 | 0.24 | 0.7104 | 0 | 0.77061 | 0.0019608 | 0 | #DIV/0! | #DIV/0! | #DIV/0! | #DIV/0! | 0 | 0 | 0 | 0
1986-01-16 | Jan | 16 | 16:00 | 50 | 180 | 905.5118 | 54330.7104 | 0 | 0 | 0.042624 | 4.2222e-08 | 0.07786 | 0.0144 | 0.24 | 0.7104 | 0 | 0.77061 | 0.0019608 | 0 | #DIV/0! | #DIV/0! | #DIV/0! | #DIV/0! | 0 | 0 | 0 | 0
1986-01-16 | Jan | 16 | 17:00 | 46.94 | 180 | 1023.6221 | 61417.3248 | 0 | 0 | 0.042341 | 4.1712e-08 | 0.078337 | 0.01432 | 0.24 | 0.7096 | 0 | 0.76169 | 0.0019726 | 0 | #DIV/0! | #DIV/0! | #DIV/0! | #DIV/0! | 0 | 0 | 0 | 0
1986-01-16 | Jan | 16 | 18:00 | 46.94 | 180 | 1515.7481 | 90944.8848 | 0 | 0 | 0.042341 | 4.1712e-08 | 0.078337 | 0.01432 | 0.24 | 0.7096 | 0 | 0.76169 | 0.0019726 | 0 | #DIV/0! | #DIV/0! | #DIV/0! | #DIV/0! | 0 | 0 | 0 | 0
1986-01-16 | Jan | 16 | 19:00 | 46.94 | 180 | 1122.0473 | 67322.8368 | 0 | 0 | 0.042341 | 4.1712e-08 | 0.078337 | 0.01432 | 0.24 | 0.7096 | 0 | 0.76169 | 0.0019726 | 0 | #DIV/0! | #DIV/0! | #DIV/0! | #DIV/0! | 0 | 0 | 0 | 0
1986-01-16 | Jan | 16 | 20:00 | 48.02 | 190 | 1417.3229 | 85039.3728 | 0 | 0 | 0.042441 | 4.1892e-08 | 0.078169 | 0.014349 | 0.24 | 0.70988 | 0 | 0.76482 | 0.0019684 | 0 | #DIV/0! | #DIV/0! | #DIV/0! | #DIV/0! | 0 | 0 | 0 | 0
1986-01-16 | Jan | 16 | 21:00 | 46.94 | 190 | 1417.3229 | 85039.3728 | 0 | 0 | 0.042341 | 4.1712e-08 | 0.078337 | 0.01432 | 0.24 | 0.7096 | 0 | 0.76169 | 0.0019726 | 0 | #DIV/0! | #DIV/0! | #DIV/0! | #DIV/0! | 0 | 0 | 0 | 0
1986-01-16 | Jan | 16 | 22:00 | 46.94 | 210 | 1318.8977 | 79133.8608 | 0 | 0 | 0.042341 | 4.1712e-08 | 0.078337 | 0.01432 | 0.24 | 0.7096 | 0 | 0.76169 | 0.0019726 | 0 | #DIV/0! | #DIV/0! | #DIV/0! | #DIV/0! | 0 | 0 | 0 | 0
1986-01-16 | Jan | 16 | 23:00 | 46.04 | 210 | 1318.8977 | 79133.8608 | 0 | 0 | 0.042257 | 4.1562e-08 | 0.078478 | 0.014297 | 0.24 | 0.70936 | 0 | 0.75908 | 0.0019761 | 0 | #DIV/0! | #DIV/0! | #DIV/0! | #DIV/0! | 0 | 0 | 0 | 0
1986-01-16 | Jan | 16 | 24:00 | 44.96 | 210 | 1417.3229 | 85039.3728 | 0 | 0 | 0.042157 | 4.1382e-08 | 0.078646 | 0.014269 | 0.24 | 0.70907 | 0 | 0.75597 | 0.0019804 | 0 | #DIV/0! | #DIV/0! | #DIV/0! | #DIV/0! | 0 | 0 | 0 | 0
1986-01-17 | Jan | 17 | 1:00 | 44.06 | 210 | 1122.0473 | 67322.8368 | 0 | 0 | 0.042074 | 4.1232e-08 | 0.078787 | 0.014246 | 0.24 | 0.70883 | 0 | 0.75338 | 0.0019839 | 0 | #DIV/0! | #DIV/0! | #DIV/0! | #DIV/0! | 0 | 0 | 0 | 0
1986-01-17 | Jan | 17 | 2:00 | 42.98 | 240 | 1023.6221 | 61417.3248 | 0 | 0 | 0.041974 | 4.1052e-08 | 0.078955 | 0.014217 | 0.24 | 0.70854 | 0 | 0.75029 | 0.0019882 | 0 | #DIV/0! | #DIV/0! | #DIV/0! | #DIV/0! | 0 | 0 | 0 | 0
1986-01-17 | Jan | 17 | 3:00 | 42.08 | 240 | 1220.4725 | 73228.3488 | 0 | 0 | 0.04189 | 4.0902e-08 | 0.079096 | 0.014194 | 0.24 | 0.7083 | 0 | 0.74773 | 0.0019917 | 0 | #DIV/0! | #DIV/0! | #DIV/0! | #DIV/0! | 0 | 0 | 0 | 0
1986-01-17 | Jan | 17 | 4:00 | 39.92 | 230 | 905.5118 | 54330.7104 | 0 | 0 | 0.041696 | 4.0547e-08 | 0.079433 | 0.014138 | 0.24 | 0.70781 | 0 | 0.74161 | 0.0020003 | 0 | #DIV/0! | #DIV/0! | #DIV/0! | #DIV/0! | 0 | 0 | 0 | 0
1986-01-17 | Jan | 17 | 5:00 | 37.94 | 220 | 1023.6221 | 61417.3248 | 0 | 0 | 0.04165 | 4.0327e-08 | 0.079754 | 0.014086 | 0.24 | 0.70961 | 0 | 0.73593 | 0.0020083 | 0 | #DIV/0! | #DIV/0! | #DIV/0! | #DIV/0! | 0 | 0 | 0 | 0
1986-01-17 | Jan | 17 | 6:00 | 37.04 | 240 | 905.5118 | 54330.7104 | 0 | 0 | 0.041629 | 4.0227e-08 | 0.0799 | 0.014063 | 0.24 | 0.71044 | 0 | 0.73337 | 0.0020119 | 0 | #DIV/0! | #DIV/0! | #DIV/0! | #DIV/0! | 0 | 0 | 0 | 0
1986-01-17 | Jan | 17 | 7:00 | 37.04 | 230 | 1023.6221 | 61417.3248 | 0 | 0 | 0.041629 | 4.0227e-08 | 0.0799 | 0.014063 | 0.24 | 0.71044 | 0 | 0.73337 | 0.0020119 | 0 | #DIV/0! | #DIV/0! | #DIV/0! | #DIV/0! | 0 | 0 | 0 | 0
1986-01-17 | Jan | 17 | 8:00 | 37.04 | 230 | 905.5118 | 54330.7104 | 0 | 0 | 0.041629 | 4.0227e-08 | 0.0799 | 0.014063 | 0.24 | 0.71044 | 0 | 0.73337 | 0.0020119 | 0 | #DIV/0! | #DIV/0! | #DIV/0! | #DIV/0! | 0 | 0 | 0 | 0
1986-01-17 | Jan | 17 | 9:00 | 37.94 | 230 | 1023.6221 | 61417.3248 | 0 | 0 | 0.04165 | 4.0327e-08 | 0.079754 | 0.014086 | 0.24 | 0.70961 | 0 | 0.73593 | 0.0020083 | 0 | #DIV/0! | #DIV/0! | #DIV/0! | #DIV/0! | 0 | 0 | 0 | 0
1986-01-17 | Jan | 17 | 10:00 | 42.98 | 220 | 1023.6221 | 61417.3248 | 0 | 0 | 0.041974 | 4.1052e-08 | 0.078955 | 0.014217 | 0.24 | 0.70854 | 0 | 0.75029 | 0.0019882 | 0 | #DIV/0! | #DIV/0! | #DIV/0! | #DIV/0! | 0 | 0 | 0 | 0
1986-01-17 | Jan | 17 | 11:00 | 46.94 | 230 | 905.5118 | 54330.7104 | 0 | 0 | 0.042341 | 4.1712e-08 | 0.078337 | 0.01432 | 0.24 | 0.7096 | 0 | 0.76169 | 0.0019726 | 0 | #DIV/0! | #DIV/0! | #DIV/0! | #DIV/0! | 0 | 0 | 0 | 0
1986-01-17 | Jan | 17 | 12:00 | 50 | 230 | 1318.8977 | 79133.8608 | 0 | 0 | 0.042624 | 4.2222e-08 | 0.07786 | 0.0144 | 0.24 | 0.7104 | 0 | 0.77061 | 0.0019608 | 0 | #DIV/0! | #DIV/0! | #DIV/0! | #DIV/0! | 0 | 0 | 0 | 0
1986-01-17 | Jan | 17 | 13:00 | 53.06 | 230 | 1732.2835 | 103937.0112 | 0 | 0 | 0.042872 | 4.2732e-08 | 0.077401 | 0.01448 | 0.24 | 0.71061 | 0 | 0.77947 | 0.0019491 | 0 | #DIV/0! | #DIV/0! | #DIV/0! | #DIV/0! | 0 | 0 | 0 | 0
1986-01-17 | Jan | 17 | 14:00 | 51.98 | 250 | 1122.0473 | 67322.8368 | 0 | 0 | 0.042785 | 4.2552e-08 | 0.077563 | 0.014451 | 0.24 | 0.71054 | 0 | 0.77633 | 0.0019532 | 0 | #DIV/0! | #DIV/0! | #DIV/0! | #DIV/0! | 0 | 0 | 0 | 0
1986-01-17 | Jan | 17 | 15:00 | 51.08 | 220 | 1023.6221 | 61417.3248 | 0 | 0 | 0.042712 | 4.2402e-08 | 0.077698 | 0.014428 | 0.24 | 0.71048 | 0 | 0.77373 | 0.0019566 | 0 | #DIV/0! | #DIV/0! | #DIV/0! | #DIV/0! | 0 | 0 | 0 | 0
1986-01-17 | Jan | 17 | 16:00 | 50 | 230 | 1122.0473 | 67322.8368 | 0 | 0 | 0.042624 | 4.2222e-08 | 0.07786 | 0.0144 | 0.24 | 0.7104 | 0 | 0.77061 | 0.0019608 | 0 | #DIV/0! | #DIV/0! | #DIV/0! | #DIV/0! | 0 | 0 | 0 | 0
1986-01-17 | Jan | 17 | 17:00 | 46.94 | 210 | 905.5118 | 54330.7104 | 0 | 0 | 0.042341 | 4.1712e-08 | 0.078337 | 0.01432 | 0.24 | 0.7096 | 0 | 0.76169 | 0.0019726 | 0 | #DIV/0! | #DIV/0! | #DIV/0! | #DIV/0! | 0 | 0 | 0 | 0
1986-01-17 | Jan | 17 | 18:00 | 44.96 | 210 | 807.0866 | 48425.1984 | 0 | 0 | 0.042157 | 4.1382e-08 | 0.078646 | 0.014269 | 0.24 | 0.70907 | 0 | 0.75597 | 0.0019804 | 0 | #DIV/0! | #DIV/0! | #DIV/0! | #DIV/0! | 0 | 0 | 0 | 0
1986-01-17 | Jan | 17 | 19:00 | 44.06 | 210 | 807.0866 | 48425.1984 | 0 | 0 | 0.042074 | 4.1232e-08 | 0.078787 | 0.014246 | 0.24 | 0.70883 | 0 | 0.75338 | 0.0019839 | 0 | #DIV/0! | #DIV/0! | #DIV/0! | #DIV/0! | 0 | 0 | 0 | 0
1986-01-17 | Jan | 17 | 20:00 | 44.06 | 210 | 905.5118 | 54330.7104 | 0 | 0 | 0.042074 | 4.1232e-08 | 0.078787 | 0.014246 | 0.24 | 0.70883 | 0 | 0.75338 | 0.0019839 | 0 | #DIV/0! | #DIV/0! | #DIV/0! | #DIV/0! | 0 | 0 | 0 | 0
1986-01-17 | Jan | 17 | 21:00 | 42.98 | 190 | 1023.6221 | 61417.3248 | 0 | 0 | 0.041974 | 4.1052e-08 | 0.078955 | 0.014217 | 0.24 | 0.70854 | 0 | 0.75029 | 0.0019882 | 0 | #DIV/0! | #DIV/0! | #DIV/0! | #DIV/0! | 0 | 0 | 0 | 0
1986-01-17 | Jan | 17 | 22:00 | 42.98 | 210 | 807.0866 | 48425.1984 | 0 | 0 | 0.041974 | 4.1052e-08 | 0.078955 | 0.014217 | 0.24 | 0.70854 | 0 | 0.75029 | 0.0019882 | 0 | #DIV/0! | #DIV/0! | #DIV/0! | #DIV/0! | 0 | 0 | 0 | 0
1986-01-17 | Jan | 17 | 23:00 | 44.06 | 190 | 807.0866 | 48425.1984 | 0 | 0 | 0.042074 | 4.1232e-08 | 0.078787 | 0.014246 | 0.24 | 0.70883 | 0 | 0.75338 | 0.0019839 | 0 | #DIV/0! | #DIV/0! | #DIV/0! | #DIV/0! | 0 | 0 | 0 | 0
1986-01-17 | Jan | 17 | 24:00 | 42.98 | 190 | 905.5118 | 54330.7104 | 0 | 0 | 0.041974 | 4.1052e-08 | 0.078955 | 0.014217 | 0.24 | 0.70854 | 0 | 0.75029 | 0.0019882 | 0 | #DIV/0! | #DIV/0! | #DIV/0! | #DIV/0! | 0 | 0 | 0 | 0
1986-01-18 | Jan | 18 | 1:00 | 44.06 | 190 | 1220.4725 | 73228.3488 | 0 | 0 | 0.042074 | 4.1232e-08 | 0.078787 | 0.014246 | 0.24 | 0.70883 | 0 | 0.75338 | 0.0019839 | 0 | #DIV/0! | #DIV/0! | #DIV/0! | #DIV/0! | 0 | 0 | 0 | 0
1986-01-18 | Jan | 18 | 2:00 | 44.06 | 190 | 1122.0473 | 67322.8368 | 0 | 0 | 0.042074 | 4.1232e-08 | 0.078787 | 0.014246 | 0.24 | 0.70883 | 0 | 0.75338 | 0.0019839 | 0 | #DIV/0! | #DIV/0! | #DIV/0! | #DIV/0! | 0 | 0 | 0 | 0
1986-01-18 | Jan | 18 | 3:00 | 44.06 | 180 | 1122.0473 | 67322.8368 | 0 | 0 | 0.042074 | 4.1232e-08 | 0.078787 | 0.014246 | 0.24 | 0.70883 | 0 | 0.75338 | 0.0019839 | 0 | #DIV/0! | #DIV/0! | #DIV/0! | #DIV/0! | 0 | 0 | 0 | 0
1986-01-18 | Jan | 18 | 4:00 | 44.06 | 180 | 1122.0473 | 67322.8368 | 0 | 0 | 0.042074 | 4.1232e-08 | 0.078787 | 0.014246 | 0.24 | 0.70883 | 0 | 0.75338 | 0.0019839 | 0 | #DIV/0! | #DIV/0! | #DIV/0! | #DIV/0! | 0 | 0 | 0 | 0
1986-01-18 | Jan | 18 | 5:00 | 44.96 | 200 | 1515.7481 | 90944.8848 | 0 | 0 | 0.042157 | 4.1382e-08 | 0.078646 | 0.014269 | 0.24 | 0.70907 | 0 | 0.75597 | 0.0019804 | 0 | #DIV/0! | #DIV/0! | #DIV/0! | #DIV/0! | 0 | 0 | 0 | 0
1986-01-18 | Jan | 18 | 6:00 | 44.96 | 200 | 1318.8977 | 79133.8608 | 0 | 0 | 0.042157 | 4.1382e-08 | 0.078646 | 0.014269 | 0.24 | 0.70907 | 0 | 0.75597 | 0.0019804 | 0 | #DIV/0! | #DIV/0! | #DIV/0! | #DIV/0! | 0 | 0 | 0 | 0
1986-01-18 | Jan | 18 | 7:00 | 44.96 | 190 | 1122.0473 | 67322.8368 | 0 | 0 | 0.042157 | 4.1382e-08 | 0.078646 | 0.014269 | 0.24 | 0.70907 | 0 | 0.75597 | 0.0019804 | 0 | #DIV/0! | #DIV/0! | #DIV/0! | #DIV/0! | 0 | 0 | 0 | 0
1986-01-18 | Jan | 18 | 8:00 | 44.06 | 230 | 1220.4725 | 73228.3488 | 0 | 0 | 0.042074 | 4.1232e-08 | 0.078787 | 0.014246 | 0.24 | 0.70883 | 0 | 0.75338 | 0.0019839 | 0 | #DIV/0! | #DIV/0! | #DIV/0! | #DIV/0! | 0 | 0 | 0 | 0
1986-01-18 | Jan | 18 | 9:00 | 44.06 | 240 | 1417.3229 | 85039.3728 | 0 | 0 | 0.042074 | 4.1232e-08 | 0.078787 | 0.014246 | 0.24 | 0.70883 | 0 | 0.75338 | 0.0019839 | 0 | #DIV/0! | #DIV/0! | #DIV/0! | #DIV/0! | 0 | 0 | 0 | 0
1986-01-18 | Jan | 18 | 10:00 | 42.98 | 240 | 1220.4725 | 73228.3488 | 0 | 0 | 0.041974 | 4.1052e-08 | 0.078955 | 0.014217 | 0.24 | 0.70854 | 0 | 0.75029 | 0.0019882 | 0 | #DIV/0! | #DIV/0! | #DIV/0! | #DIV/0! | 0 | 0 | 0 | 0
1986-01-18 | Jan | 18 | 11:00 | 42.08 | 240 | 1515.7481 | 90944.8848 | 0 | 0 | 0.04189 | 4.0902e-08 | 0.079096 | 0.014194 | 0.24 | 0.7083 | 0 | 0.74773 | 0.0019917 | 0 | #DIV/0! | #DIV/0! | #DIV/0! | #DIV/0! | 0 | 0 | 0 | 0
1986-01-18 | Jan | 18 | 12:00 | 41 | 240 | 1417.3229 | 85039.3728 | 0 | 0 | 0.04179 | 4.0722e-08 | 0.079264 | 0.014166 | 0.24 | 0.70801 | 0 | 0.74466 | 0.001996 | 0 | #DIV/0! | #DIV/0! | #DIV/0! | #DIV/0! | 0 | 0 | 0 | 0
1986-01-18 | Jan | 18 | 13:00 | 39.92 | 250 | 1220.4725 | 73228.3488 | 0 | 0 | 0.041696 | 4.0547e-08 | 0.079433 | 0.014138 | 0.24 | 0.70781 | 0 | 0.74161 | 0.0020003 | 0 | #DIV/0! | #DIV/0! | #DIV/0! | #DIV/0! | 0 | 0 | 0 | 0
1986-01-18 | Jan | 18 | 14:00 | 37.94 | 260 | 1417.3229 | 85039.3728 | 0 | 0 | 0.04165 | 4.0327e-08 | 0.079754 | 0.014086 | 0.24 | 0.70961 | 0 | 0.73593 | 0.0020083 | 0 | #DIV/0! | #DIV/0! | #DIV/0! | #DIV/0! | 0 | 0 | 0 | 0
1986-01-18 | Jan | 18 | 15:00 | 37.04 | 260 | 1122.0473 | 67322.8368 | 0 | 0 | 0.041629 | 4.0227e-08 | 0.0799 | 0.014063 | 0.24 | 0.71044 | 0 | 0.73337 | 0.0020119 | 0 | #DIV/0! | #DIV/0! | #DIV/0! | #DIV/0! | 0 | 0 | 0 | 0
1986-01-18 | Jan | 18 | 16:00 | 35.96 | 260 | 1220.4725 | 73228.3488 | 0 | 0 | 0.041604 | 4.0107e-08 | 0.080074 | 0.014035 | 0.24 | 0.71143 | 0 | 0.73031 | 0.0020163 | 0 | #DIV/0! | #DIV/0! | #DIV/0! | #DIV/0! | 0 | 0 | 0 | 0
1986-01-18 | Jan | 18 | 17:00 | 35.06 | 270 | 1318.8977 | 79133.8608 | 0 | 0 | 0.041583 | 4.0007e-08 | 0.08022 | 0.014012 | 0.24 | 0.71226 | 0 | 0.72776 | 0.00202 | 0 | #DIV/0! | #DIV/0! | #DIV/0! | #DIV/0! | 0 | 0 | 0 | 0
1986-01-18 | Jan | 18 | 18:00 | 35.06 | 280 | 1122.0473 | 67322.8368 | 0 | 0 | 0.041583 | 4.0007e-08 | 0.08022 | 0.014012 | 0.24 | 0.71226 | 0 | 0.72776 | 0.00202 | 0 | #DIV/0! | #DIV/0! | #DIV/0! | #DIV/0! | 0 | 0 | 0 | 0
1986-01-18 | Jan | 18 | 19:00 | 35.06 | 280 | 708.6614 | 42519.6864 | 0 | 0 | 0.041583 | 4.0007e-08 | 0.08022 | 0.014012 | 0.24 | 0.71226 | 0 | 0.72776 | 0.00202 | 0 | #DIV/0! | #DIV/0! | #DIV/0! | #DIV/0! | 0 | 0 | 0 | 0
1986-01-18 | Jan | 18 | 20:00 | 35.06 | 290 | 610.2362 | 36614.1744 | 0 | 0 | 0.041583 | 4.0007e-08 | 0.08022 | 0.014012 | 0.24 | 0.71226 | 0 | 0.72776 | 0.00202 | 0 | #DIV/0! | #DIV/0! | #DIV/0! | #DIV/0! | 0 | 0 | 0 | 0
1986-01-18 | Jan | 18 | 21:00 | 35.06 | 290 | 511.811 | 30708.6624 | 0 | 0 | 0.041583 | 4.0007e-08 | 0.08022 | 0.014012 | 0.24 | 0.71226 | 0 | 0.72776 | 0.00202 | 0 | #DIV/0! | #DIV/0! | #DIV/0! | #DIV/0! | 0 | 0 | 0 | 0
1986-01-18 | Jan | 18 | 22:00 | 35.06 | 300 | 610.2362 | 36614.1744 | 0 | 0 | 0.041583 | 4.0007e-08 | 0.08022 | 0.014012 | 0.24 | 0.71226 | 0 | 0.72776 | 0.00202 | 0 | #DIV/0! | #DIV/0! | #DIV/0! | #DIV/0! | 0 | 0 | 0 | 0
1986-01-18 | Jan | 18 | 23:00 | 35.06 | 310 | 708.6614 | 42519.6864 | 0 | 0 | 0.041583 | 4.0007e-08 | 0.08022 | 0.014012 | 0.24 | 0.71226 | 0 | 0.72776 | 0.00202 | 0 | #DIV/0! | #DIV/0! | #DIV/0! | #DIV/0! | 0 | 0 | 0 | 0
1986-01-18 | Jan | 18 | 24:00 | 35.06 | 360 | 1220.4725 | 73228.3488 | 0 | 0 | 0.041583 | 4.0007e-08 | 0.08022 | 0.014012 | 0.24 | 0.71226 | 0 | 0.72776 | 0.00202 | 0 | #DIV/0! | #DIV/0! | #DIV/0! | #DIV/0! | 0 | 0 | 0 | 0
1986-01-19 | Jan | 19 | 1:00 | 35.96 | 10 | 905.5118 | 54330.7104 | 0 | 0 | 0.041604 | 4.0107e-08 | 0.080074 | 0.014035 | 0.24 | 0.71143 | 0 | 0.73031 | 0.0020163 | 0 | #DIV/0! | #DIV/0! | #DIV/0! | #DIV/0! | 0 | 0 | 0 | 0
1986-01-19 | Jan | 19 | 2:00 | 35.96 | 20 | 1122.0473 | 67322.8368 | 0 | 0 | 0.041604 | 4.0107e-08 | 0.080074 | 0.014035 | 0.24 | 0.71143 | 0 | 0.73031 | 0.0020163 | 0 | #DIV/0! | #DIV/0! | #DIV/0! | #DIV/0! | 0 | 0 | 0 | 0
1986-01-19 | Jan | 19 | 3:00 | 35.96 | 360 | 807.0866 | 48425.1984 | 0 | 0 | 0.041604 | 4.0107e-08 | 0.080074 | 0.014035 | 0.24 | 0.71143 | 0 | 0.73031 | 0.0020163 | 0 | #DIV/0! | #DIV/0! | #DIV/0! | #DIV/0! | 0 | 0 | 0 | 0
1986-01-19 | Jan | 19 | 4:00 | 35.06 | 20 | 1023.6221 | 61417.3248 | 0 | 0 | 0.041583 | 4.0007e-08 | 0.08022 | 0.014012 | 0.24 | 0.71226 | 0 | 0.72776 | 0.00202 | 0 | #DIV/0! | #DIV/0! | #DIV/0! | #DIV/0! | 0 | 0 | 0 | 0
1986-01-19 | Jan | 19 | 5:00 | 33.98 | 360 | 807.0866 | 48425.1984 | 0 | 0 | 0.041558 | 3.9887e-08 | 0.080395 | 0.013983 | 0.24 | 0.71327 | 0 | 0.72473 | 0.0020244 | 0 | #DIV/0! | #DIV/0! | #DIV/0! | #DIV/0! | 0 | 0 | 0 | 0
1986-01-19 | Jan | 19 | 6:00 | 35.06 | 350 | 1023.6221 | 61417.3248 | 0 | 0 | 0.041583 | 4.0007e-08 | 0.08022 | 0.014012 | 0.24 | 0.71226 | 0 | 0.72776 | 0.00202 | 0 | #DIV/0! | #DIV/0! | #DIV/0! | #DIV/0! | 0 | 0 | 0 | 0
1986-01-19 | Jan | 19 | 7:00 | 33.98 | 10 | 905.5118 | 54330.7104 | 0 | 0 | 0.041558 | 3.9887e-08 | 0.080395 | 0.013983 | 0.24 | 0.71327 | 0 | 0.72473 | 0.0020244 | 0 | #DIV/0! | #DIV/0! | #DIV/0! | #DIV/0! | 0 | 0 | 0 | 0
1986-01-19 | Jan | 19 | 8:00 | 33.98 | 350 | 1023.6221 | 61417.3248 | 0 | 0 | 0.041558 | 3.9887e-08 | 0.080395 | 0.013983 | 0.24 | 0.71327 | 0 | 0.72473 | 0.0020244 | 0 | #DIV/0! | #DIV/0! | #DIV/0! | #DIV/0! | 0 | 0 | 0 | 0
1986-01-19 | Jan | 19 | 9:00 | 33.98 | 10 | 1318.8977 | 79133.8608 | 0 | 0 | 0.041558 | 3.9887e-08 | 0.080395 | 0.013983 | 0.24 | 0.71327 | 0 | 0.72473 | 0.0020244 | 0 | #DIV/0! | #DIV/0! | #DIV/0! | #DIV/0! | 0 | 0 | 0 | 0
1986-01-19 | Jan | 19 | 10:00 | 33.98 | 10 | 905.5118 | 54330.7104 | 0 | 0 | 0.041558 | 3.9887e-08 | 0.080395 | 0.013983 | 0.24 | 0.71327 | 0 | 0.72473 | 0.0020244 | 0 | #DIV/0! | #DIV/0! | #DIV/0! | #DIV/0! | 0 | 0 | 0 | 0
1986-01-19 | Jan | 19 | 11:00 | 33.08 | 350 | 1023.6221 | 61417.3248 | 0 | 0 | 0.041537 | 3.9787e-08 | 0.080541 | 0.01396 | 0.24 | 0.7141 | 0 | 0.7222 | 0.0020281 | 0 | #DIV/0! | #DIV/0! | #DIV/0! | #DIV/0! | 0 | 0 | 0 | 0
1986-01-19 | Jan | 19 | 12:00 | 33.08 | 360 | 1220.4725 | 73228.3488 | 0 | 0 | 0.041537 | 3.9787e-08 | 0.080541 | 0.01396 | 0.24 | 0.7141 | 0 | 0.7222 | 0.0020281 | 0 | #DIV/0! | #DIV/0! | #DIV/0! | #DIV/0! | 0 | 0 | 0 | 0
1986-01-19 | Jan | 19 | 13:00 | 33.08 | 330 | 1220.4725 | 73228.3488 | 0 | 0 | 0.041537 | 3.9787e-08 | 0.080541 | 0.01396 | 0.24 | 0.7141 | 0 | 0.7222 | 0.0020281 | 0 | #DIV/0! | #DIV/0! | #DIV/0! | #DIV/0! | 0 | 0 | 0 | 0
1986-01-19 | Jan | 19 | 14:00 | 32 | 330 | 1023.6221 | 61417.3248 | 0 | 0 | 0.041512 | 3.9667e-08 | 0.080716 | 0.013932 | 0.24 | 0.71511 | 0 | 0.71919 | 0.0020325 | 0 | #DIV/0! | #DIV/0! | #DIV/0! | #DIV/0! | 0 | 0 | 0 | 0
1986-01-19 | Jan | 19 | 15:00 | 30.92 | 320 | 1023.6221 | 61417.3248 | 0 | 0 | 0.041487 | 3.9547e-08 | 0.080891 | 0.013904 | 0.24 | 0.71612 | 0 | 0.71619 | 0.002037 | 0 | #DIV/0! | #DIV/0! | #DIV/0! | #DIV/0! | 0 | 0 | 0 | 0
1986-01-19 | Jan | 19 | 16:00 | 30.92 | 340 | 1417.3229 | 85039.3728 | 0 | 0 | 0.041487 | 3.9547e-08 | 0.080891 | 0.013904 | 0.24 | 0.71612 | 0 | 0.71619 | 0.002037 | 0 | #DIV/0! | #DIV/0! | #DIV/0! | #DIV/0! | 0 | 0 | 0 | 0
1986-01-19 | Jan | 19 | 17:00 | 30.02 | 350 | 1122.0473 | 67322.8368 | 0 | 0 | 0.041466 | 3.9447e-08 | 0.081037 | 0.013881 | 0.24 | 0.71697 | 0 | 0.71369 | 0.0020407 | 0 | #DIV/0! | #DIV/0! | #DIV/0! | #DIV/0! | 0 | 0 | 0 | 0
1986-01-19 | Jan | 19 | 18:00 | 30.02 | 340 | 1023.6221 | 61417.3248 | 0 | 0 | 0.041466 | 3.9447e-08 | 0.081037 | 0.013881 | 0.24 | 0.71697 | 0 | 0.71369 | 0.0020407 | 0 | #DIV/0! | #DIV/0! | #DIV/0! | #DIV/0! | 0 | 0 | 0 | 0
1986-01-19 | Jan | 19 | 19:00 | 30.02 | 330 | 807.0866 | 48425.1984 | 0 | 0 | 0.041466 | 3.9447e-08 | 0.081037 | 0.013881 | 0.24 | 0.71697 | 0 | 0.71369 | 0.0020407 | 0 | #DIV/0! | #DIV/0! | #DIV/0! | #DIV/0! | 0 | 0 | 0 | 0
1986-01-19 | Jan | 19 | 20:00 | 30.02 | 360 | 1023.6221 | 61417.3248 | 0 | 0 | 0.041466 | 3.9447e-08 | 0.081037 | 0.013881 | 0.24 | 0.71697 | 0 | 0.71369 | 0.0020407 | 0 | #DIV/0! | #DIV/0! | #DIV/0! | #DIV/0! | 0 | 0 | 0 | 0
1986-01-19 | Jan | 19 | 21:00 | 28.94 | 330 | 708.6614 | 42519.6864 | 0 | 0 | 0.041368 | 3.9268e-08 | 0.081219 | 0.013852 | 0.24 | 0.71671 | 0 | 0.71065 | 0.0020452 | 0 | #DIV/0! | #DIV/0! | #DIV/0! | #DIV/0! | 0 | 0 | 0 | 0
1986-01-19 | Jan | 19 | 22:00 | 28.94 | 330 | 807.0866 | 48425.1984 | 0 | 0 | 0.041368 | 3.9268e-08 | 0.081219 | 0.013852 | 0.24 | 0.71671 | 0 | 0.71065 | 0.0020452 | 0 | #DIV/0! | #DIV/0! | #DIV/0! | #DIV/0! | 0 | 0 | 0 | 0
1986-01-19 | Jan | 19 | 23:00 | 28.94 | 330 | 807.0866 | 48425.1984 | 0 | 0 | 0.041368 | 3.9268e-08 | 0.081219 | 0.013852 | 0.24 | 0.71671 | 0 | 0.71065 | 0.0020452 | 0 | #DIV/0! | #DIV/0! | #DIV/0! | #DIV/0! | 0 | 0 | 0 | 0
1986-01-19 | Jan | 19 | 24:00 | 28.04 | 330 | 610.2362 | 36614.1744 | 0 | 0 | 0.041284 | 3.9118e-08 | 0.081371 | 0.013829 | 0.24 | 0.71648 | 0 | 0.70812 | 0.002049 | 0 | #DIV/0! | #DIV/0! | #DIV/0! | #DIV/0! | 0 | 0 | 0 | 0
1986-01-20 | Jan | 20 | 1:00 | 26.06 | 290 | 708.6614 | 42519.6864 | 0 | 0 | 0.041101 | 3.8788e-08 | 0.081706 | 0.013778 | 0.24 | 0.71596 | 0 | 0.7026 | 0.0020574 | 0 | #DIV/0! | #DIV/0! | #DIV/0! | #DIV/0! | 0 | 0 | 0 | 0
1986-01-20 | Jan | 20 | 2:00 | 28.04 | 300 | 905.5118 | 54330.7104 | 0 | 0 | 0.041284 | 3.9118e-08 | 0.081371 | 0.013829 | 0.24 | 0.71648 | 0 | 0.70812 | 0.002049 | 0 | #DIV/0! | #DIV/0! | #DIV/0! | #DIV/0! | 0 | 0 | 0 | 0
1986-01-20 | Jan | 20 | 3:00 | 26.96 | 350 | 1023.6221 | 61417.3248 | 0 | 0 | 0.041184 | 3.8938e-08 | 0.081554 | 0.013801 | 0.24 | 0.7162 | 0 | 0.70511 | 0.0020536 | 0 | #DIV/0! | #DIV/0! | #DIV/0! | #DIV/0! | 0 | 0 | 0 | 0
1986-01-20 | Jan | 20 | 4:00 | 26.96 | 310 | 807.0866 | 48425.1984 | 0 | 0 | 0.041184 | 3.8938e-08 | 0.081554 | 0.013801 | 0.24 | 0.7162 | 0 | 0.70511 | 0.0020536 | 0 | #DIV/0! | #DIV/0! | #DIV/0! | #DIV/0! | 0 | 0 | 0 | 0
1986-01-20 | Jan | 20 | 5:00 | 26.96 | 320 | 708.6614 | 42519.6864 | 0 | 0 | 0.041184 | 3.8938e-08 | 0.081554 | 0.013801 | 0.24 | 0.7162 | 0 | 0.70511 | 0.0020536 | 0 | #DIV/0! | #DIV/0! | #DIV/0! | #DIV/0! | 0 | 0 | 0 | 0
1986-01-20 | Jan | 20 | 6:00 | 26.96 | 320 | 610.2362 | 36614.1744 | 0 | 0 | 0.041184 | 3.8938e-08 | 0.081554 | 0.013801 | 0.24 | 0.7162 | 0 | 0.70511 | 0.0020536 | 0 | #DIV/0! | #DIV/0! | #DIV/0! | #DIV/0! | 0 | 0 | 0 | 0
1986-01-20 | Jan | 20 | 7:00 | 26.96 | 330 | 511.811 | 30708.6624 | 0 | 0 | 0.041184 | 3.8938e-08 | 0.081554 | 0.013801 | 0.24 | 0.7162 | 0 | 0.70511 | 0.0020536 | 0 | #DIV/0! | #DIV/0! | #DIV/0! | #DIV/0! | 0 | 0 | 0 | 0
1986-01-20 | Jan | 20 | 8:00 | 26.96 | 310 | 511.811 | 30708.6624 | 0 | 0 | 0.041184 | 3.8938e-08 | 0.081554 | 0.013801 | 0.24 | 0.7162 | 0 | 0.70511 | 0.0020536 | 0 | #DIV/0! | #DIV/0! | #DIV/0! | #DIV/0! | 0 | 0 | 0 | 0
1986-01-20 | Jan | 20 | 9:00 | 26.96 | 330 | 413.3858 | 24803.1504 | 0 | 0 | 0.041184 | 3.8938e-08 | 0.081554 | 0.013801 | 0.24 | 0.7162 | 0 | 0.70511 | 0.0020536 | 0 | #DIV/0! | #DIV/0! | #DIV/0! | #DIV/0! | 0 | 0 | 0 | 0
1986-01-20 | Jan | 20 | 10:00 | 28.04 | 320 | 413.3858 | 24803.1504 | 0 | 0 | 0.041284 | 3.9118e-08 | 0.081371 | 0.013829 | 0.24 | 0.71648 | 0 | 0.70812 | 0.002049 | 0 | #DIV/0! | #DIV/0! | #DIV/0! | #DIV/0! | 0 | 0 | 0 | 0
1986-01-20 | Jan | 20 | 11:00 | 28.94 | 260 | 610.2362 | 36614.1744 | 0 | 0 | 0.041368 | 3.9268e-08 | 0.081219 | 0.013852 | 0.24 | 0.71671 | 0 | 0.71065 | 0.0020452 | 0 | #DIV/0! | #DIV/0! | #DIV/0! | #DIV/0! | 0 | 0 | 0 | 0
1986-01-20 | Jan | 20 | 12:00 | 28.94 | 280 | 708.6614 | 42519.6864 | 0 | 0 | 0.041368 | 3.9268e-08 | 0.081219 | 0.013852 | 0.24 | 0.71671 | 0 | 0.71065 | 0.0020452 | 0 | #DIV/0! | #DIV/0! | #DIV/0! | #DIV/0! | 0 | 0 | 0 | 0
1986-01-20 | Jan | 20 | 13:00 | 30.02 | 30 | 511.811 | 30708.6624 | 0 | 0 | 0.041466 | 3.9447e-08 | 0.081037 | 0.013881 | 0.24 | 0.71697 | 0 | 0.71369 | 0.0020407 | 0 | #DIV/0! | #DIV/0! | #DIV/0! | #DIV/0! | 0 | 0 | 0 | 0
1986-01-20 | Jan | 20 | 14:00 | 32 | 130 | 295.2756 | 17716.536 | 0 | 0 | 0.041512 | 3.9667e-08 | 0.080716 | 0.013932 | 0.24 | 0.71511 | 0 | 0.71919 | 0.0020325 | 0 | #DIV/0! | #DIV/0! | #DIV/0! | #DIV/0! | 0 | 0 | 0 | 0
1986-01-20 | Jan | 20 | 15:00 | 33.98 | 250 | 413.3858 | 24803.1504 | 0 | 0 | 0.041558 | 3.9887e-08 | 0.080395 | 0.013983 | 0.24 | 0.71327 | 0 | 0.72473 | 0.0020244 | 0 | #DIV/0! | #DIV/0! | #DIV/0! | #DIV/0! | 0 | 0 | 0 | 0
1986-01-20 | Jan | 20 | 16:00 | 35.06 | 180 | 413.3858 | 24803.1504 | 0 | 0 | 0.041583 | 4.0007e-08 | 0.08022 | 0.014012 | 0.24 | 0.71226 | 0 | 0.72776 | 0.00202 | 0 | #DIV/0! | #DIV/0! | #DIV/0! | #DIV/0! | 0 | 0 | 0 | 0
1986-01-20 | Jan | 20 | 17:00 | 30.92 | 260 | 610.2362 | 36614.1744 | 0 | 0 | 0.041487 | 3.9547e-08 | 0.080891 | 0.013904 | 0.24 | 0.71612 | 0 | 0.71619 | 0.002037 | 0 | #DIV/0! | #DIV/0! | #DIV/0! | #DIV/0! | 0 | 0 | 0 | 0
1986-01-20 | Jan | 20 | 18:00 | 28.04 | 240 | 413.3858 | 24803.1504 | 0 | 0 | 0.041284 | 3.9118e-08 | 0.081371 | 0.013829 | 0.24 | 0.71648 | 0 | 0.70812 | 0.002049 | 0 | #DIV/0! | #DIV/0! | #DIV/0! | #DIV/0! | 0 | 0 | 0 | 0
1986-01-20 | Jan | 20 | 19:00 | 28.04 | 230 | 413.3858 | 24803.1504 | 0 | 0 | 0.041284 | 3.9118e-08 | 0.081371 | 0.013829 | 0.24 | 0.71648 | 0 | 0.70812 | 0.002049 | 0 | #DIV/0! | #DIV/0! | #DIV/0! | #DIV/0! | 0 | 0 | 0 | 0
1986-01-20 | Jan | 20 | 20:00 | 28.04 | 190 | 413.3858 | 24803.1504 | 0 | 0 | 0.041284 | 3.9118e-08 | 0.081371 | 0.013829 | 0.24 | 0.71648 | 0 | 0.70812 | 0.002049 | 0 | #DIV/0! | #DIV/0! | #DIV/0! | #DIV/0! | 0 | 0 | 0 | 0
1986-01-20 | Jan | 20 | 21:00 | 30.02 | 180 | 511.811 | 30708.6624 | 0 | 0 | 0.041466 | 3.9447e-08 | 0.081037 | 0.013881 | 0.24 | 0.71697 | 0 | 0.71369 | 0.0020407 | 0 | #DIV/0! | #DIV/0! | #DIV/0! | #DIV/0! | 0 | 0 | 0 | 0
1986-01-20 | Jan | 20 | 22:00 | 30.02 | 190 | 708.6614 | 42519.6864 | 0 | 0 | 0.041466 | 3.9447e-08 | 0.081037 | 0.013881 | 0.24 | 0.71697 | 0 | 0.71369 | 0.0020407 | 0 | #DIV/0! | #DIV/0! | #DIV/0! | #DIV/0! | 0 | 0 | 0 | 0
1986-01-20 | Jan | 20 | 23:00 | 30.02 | 190 | 807.0866 | 48425.1984 | 0 | 0 | 0.041466 | 3.9447e-08 | 0.081037 | 0.013881 | 0.24 | 0.71697 | 0 | 0.71369 | 0.0020407 | 0 | #DIV/0! | #DIV/0! | #DIV/0! | #DIV/0! | 0 | 0 | 0 | 0
1986-01-20 | Jan | 20 | 24:00 | 30.02 | 180 | 1122.0473 | 67322.8368 | 0 | 0 | 0.041466 | 3.9447e-08 | 0.081037 | 0.013881 | 0.24 | 0.71697 | 0 | 0.71369 | 0.0020407 | 0 | #DIV/0! | #DIV/0! | #DIV/0! | #DIV/0! | 0 | 0 | 0 | 0
1986-01-21 | Jan | 21 | 1:00 | 30.02 | 180 | 610.2362 | 36614.1744 | 0 | 0 | 0.041466 | 3.9447e-08 | 0.081037 | 0.013881 | 0.24 | 0.71697 | 0 | 0.71369 | 0.0020407 | 0 | #DIV/0! | #DIV/0! | #DIV/0! | #DIV/0! | 0 | 0 | 0 | 0
1986-01-21 | Jan | 21 | 2:00 | 30.02 | 190 | 708.6614 | 42519.6864 | 0 | 0 | 0.041466 | 3.9447e-08 | 0.081037 | 0.013881 | 0.24 | 0.71697 | 0 | 0.71369 | 0.0020407 | 0 | #DIV/0! | #DIV/0! | #DIV/0! | #DIV/0! | 0 | 0 | 0 | 0
1986-01-21 | Jan | 21 | 3:00 | 30.92 | 140 | 905.5118 | 54330.7104 | 0 | 0 | 0.041487 | 3.9547e-08 | 0.080891 | 0.013904 | 0.24 | 0.71612 | 0 | 0.71619 | 0.002037 | 0 | #DIV/0! | #DIV/0! | #DIV/0! | #DIV/0! | 0 | 0 | 0 | 0
1986-01-21 | Jan | 21 | 4:00 | 30.92 | 140 | 905.5118 | 54330.7104 | 0 | 0 | 0.041487 | 3.9547e-08 | 0.080891 | 0.013904 | 0.24 | 0.71612 | 0 | 0.71619 | 0.002037 | 0 | #DIV/0! | #DIV/0! | #DIV/0! | #DIV/0! | 0 | 0 | 0 | 0
1986-01-21 | Jan | 21 | 5:00 | 30.92 | 130 | 1023.6221 | 61417.3248 | 0 | 0 | 0.041487 | 3.9547e-08 | 0.080891 | 0.013904 | 0.24 | 0.71612 | 0 | 0.71619 | 0.002037 | 0 | #DIV/0! | #DIV/0! | #DIV/0! | #DIV/0! | 0 | 0 | 0 | 0
1986-01-21 | Jan | 21 | 6:00 | 30.92 | 140 | 1023.6221 | 61417.3248 | 0 | 0 | 0.041487 | 3.9547e-08 | 0.080891 | 0.013904 | 0.24 | 0.71612 | 0 | 0.71619 | 0.002037 | 0 | #DIV/0! | #DIV/0! | #DIV/0! | #DIV/0! | 0 | 0 | 0 | 0
1986-01-21 | Jan | 21 | 7:00 | 30.92 | 140 | 1417.3229 | 85039.3728 | 0 | 0 | 0.041487 | 3.9547e-08 | 0.080891 | 0.013904 | 0.24 | 0.71612 | 0 | 0.71619 | 0.002037 | 0 | #DIV/0! | #DIV/0! | #DIV/0! | #DIV/0! | 0 | 0 | 0 | 0
1986-01-21 | Jan | 21 | 8:00 | 33.08 | 140 | 1122.0473 | 67322.8368 | 0 | 0 | 0.041537 | 3.9787e-08 | 0.080541 | 0.01396 | 0.24 | 0.7141 | 0 | 0.7222 | 0.0020281 | 0 | #DIV/0! | #DIV/0! | #DIV/0! | #DIV/0! | 0 | 0 | 0 | 0
1986-01-21 | Jan | 21 | 9:00 | 35.96 | 150 | 1122.0473 | 67322.8368 | 0 | 0 | 0.041604 | 4.0107e-08 | 0.080074 | 0.014035 | 0.24 | 0.71143 | 0 | 0.73031 | 0.0020163 | 0 | #DIV/0! | #DIV/0! | #DIV/0! | #DIV/0! | 0 | 0 | 0 | 0
1986-01-21 | Jan | 21 | 10:00 | 41 | 160 | 1220.4725 | 73228.3488 | 0 | 0 | 0.04179 | 4.0722e-08 | 0.079264 | 0.014166 | 0.24 | 0.70801 | 0 | 0.74466 | 0.001996 | 0 | #DIV/0! | #DIV/0! | #DIV/0! | #DIV/0! | 0 | 0 | 0 | 0
1986-01-21 | Jan | 21 | 11:00 | 44.06 | 170 | 1318.8977 | 79133.8608 | 0 | 0 | 0.042074 | 4.1232e-08 | 0.078787 | 0.014246 | 0.24 | 0.70883 | 0 | 0.75338 | 0.0019839 | 0 | #DIV/0! | #DIV/0! | #DIV/0! | #DIV/0! | 0 | 0 | 0 | 0
1986-01-21 | Jan | 21 | 12:00 | 46.94 | 180 | 1122.0473 | 67322.8368 | 0 | 0 | 0.042341 | 4.1712e-08 | 0.078337 | 0.01432 | 0.24 | 0.7096 | 0 | 0.76169 | 0.0019726 | 0 | #DIV/0! | #DIV/0! | #DIV/0! | #DIV/0! | 0 | 0 | 0 | 0
1986-01-21 | Jan | 21 | 13:00 | 48.92 | 180 | 1023.6221 | 61417.3248 | 0 | 0 | 0.042524 | 4.2042e-08 | 0.078028 | 0.014372 | 0.24 | 0.71012 | 0 | 0.76745 | 0.0019649 | 0 | #DIV/0! | #DIV/0! | #DIV/0! | #DIV/0! | 0 | 0 | 0 | 0
1986-01-21 | Jan | 21 | 14:00 | 51.08 | 190 | 1417.3229 | 85039.3728 | 0 | 0 | 0.042712 | 4.2402e-08 | 0.077698 | 0.014428 | 0.24 | 0.71048 | 0 | 0.77373 | 0.0019566 | 0 | #DIV/0! | #DIV/0! | #DIV/0! | #DIV/0! | 0 | 0 | 0 | 0
1986-01-21 | Jan | 21 | 15:00 | 53.96 | 180 | 1318.8977 | 79133.8608 | 0 | 0 | 0.042945 | 4.2882e-08 | 0.077266 | 0.014503 | 0.24 | 0.71067 | 0 | 0.78209 | 0.0019457 | 0 | #DIV/0! | #DIV/0! | #DIV/0! | #DIV/0! | 0 | 0 | 0 | 0
1986-01-21 | Jan | 21 | 16:00 | 51.98 | 200 | 1515.7481 | 90944.8848 | 0 | 0 | 0.042785 | 4.2552e-08 | 0.077563 | 0.014451 | 0.24 | 0.71054 | 0 | 0.77633 | 0.0019532 | 0 | #DIV/0! | #DIV/0! | #DIV/0! | #DIV/0! | 0 | 0 | 0 | 0
1986-01-21 | Jan | 21 | 17:00 | 53.06 | 220 | 1515.7481 | 90944.8848 | 0 | 0 | 0.042872 | 4.2732e-08 | 0.077401 | 0.01448 | 0.24 | 0.71061 | 0 | 0.77947 | 0.0019491 | 0 | #DIV/0! | #DIV/0! | #DIV/0! | #DIV/0! | 0 | 0 | 0 | 0
1986-01-21 | Jan | 21 | 18:00 | 42.98 | 240 | 2125.9843 | 127559.0592 | 0 | 0 | 0.041974 | 4.1052e-08 | 0.078955 | 0.014217 | 0.24 | 0.70854 | 0 | 0.75029 | 0.0019882 | 0 | #DIV/0! | #DIV/0! | #DIV/0! | #DIV/0! | 0 | 0 | 0 | 0
1986-01-21 | Jan | 21 | 19:00 | 37.04 | 260 | 2539.3702 | 152362.2096 | 0 | 0 | 0.041629 | 4.0227e-08 | 0.0799 | 0.014063 | 0.24 | 0.71044 | 0 | 0.73337 | 0.0020119 | 0 | #DIV/0! | #DIV/0! | #DIV/0! | #DIV/0! | 0 | 0 | 0 | 0
1986-01-21 | Jan | 21 | 20:00 | 35.96 | 270 | 2322.8347 | 139370.0832 | 0 | 0 | 0.041604 | 4.0107e-08 | 0.080074 | 0.014035 | 0.24 | 0.71143 | 0 | 0.73031 | 0.0020163 | 0 | #DIV/0! | #DIV/0! | #DIV/0! | #DIV/0! | 0 | 0 | 0 | 0
1986-01-21 | Jan | 21 | 21:00 | 35.96 | 280 | 2125.9843 | 127559.0592 | 0 | 0 | 0.041604 | 4.0107e-08 | 0.080074 | 0.014035 | 0.24 | 0.71143 | 0 | 0.73031 | 0.0020163 | 0 | #DIV/0! | #DIV/0! | #DIV/0! | #DIV/0! | 0 | 0 | 0 | 0
1986-01-21 | Jan | 21 | 22:00 | 35.96 | 260 | 2224.4095 | 133464.5712 | 0 | 0 | 0.041604 | 4.0107e-08 | 0.080074 | 0.014035 | 0.24 | 0.71143 | 0 | 0.73031 | 0.0020163 | 0 | #DIV/0! | #DIV/0! | #DIV/0! | #DIV/0! | 0 | 0 | 0 | 0
1986-01-21 | Jan | 21 | 23:00 | 35.96 | 240 | 1515.7481 | 90944.8848 | 0 | 0 | 0.041604 | 4.0107e-08 | 0.080074 | 0.014035 | 0.24 | 0.71143 | 0 | 0.73031 | 0.0020163 | 0 | #DIV/0! | #DIV/0! | #DIV/0! | #DIV/0! | 0 | 0 | 0 | 0
1986-01-21 | Jan | 21 | 24:00 | 35.06 | 250 | 1318.8977 | 79133.8608 | 0 | 0 | 0.041583 | 4.0007e-08 | 0.08022 | 0.014012 | 0.24 | 0.71226 | 0 | 0.72776 | 0.00202 | 0 | #DIV/0! | #DIV/0! | #DIV/0! | #DIV/0! | 0 | 0 | 0 | 0
1986-01-22 | Jan | 22 | 1:00 | 35.06 | 250 | 1515.7481 | 90944.8848 | 0 | 0 | 0.041583 | 4.0007e-08 | 0.08022 | 0.014012 | 0.24 | 0.71226 | 0 | 0.72776 | 0.00202 | 0 | #DIV/0! | #DIV/0! | #DIV/0! | #DIV/0! | 0 | 0 | 0 | 0
1986-01-22 | Jan | 22 | 2:00 | 35.06 | 280 | 1122.0473 | 67322.8368 | 0 | 0 | 0.041583 | 4.0007e-08 | 0.08022 | 0.014012 | 0.24 | 0.71226 | 0 | 0.72776 | 0.00202 | 0 | #DIV/0! | #DIV/0! | #DIV/0! | #DIV/0! | 0 | 0 | 0 | 0
1986-01-22 | Jan | 22 | 3:00 | 33.98 | 280 | 1220.4725 | 73228.3488 | 0 | 0 | 0.041558 | 3.9887e-08 | 0.080395 | 0.013983 | 0.24 | 0.71327 | 0 | 0.72473 | 0.0020244 | 0 | #DIV/0! | #DIV/0! | #DIV/0! | #DIV/0! | 0 | 0 | 0 | 0
1986-01-22 | Jan | 22 | 4:00 | 33.08 | 300 | 1023.6221 | 61417.3248 | 0 | 0 | 0.041537 | 3.9787e-08 | 0.080541 | 0.01396 | 0.24 | 0.7141 | 0 | 0.7222 | 0.0020281 | 0 | #DIV/0! | #DIV/0! | #DIV/0! | #DIV/0! | 0 | 0 | 0 | 0
1986-01-22 | Jan | 22 | 5:00 | 33.08 | 320 | 1023.6221 | 61417.3248 | 0 | 0 | 0.041537 | 3.9787e-08 | 0.080541 | 0.01396 | 0.24 | 0.7141 | 0 | 0.7222 | 0.0020281 | 0 | #DIV/0! | #DIV/0! | #DIV/0! | #DIV/0! | 0 | 0 | 0 | 0
1986-01-22 | Jan | 22 | 6:00 | 33.08 | 320 | 1023.6221 | 61417.3248 | 0 | 0 | 0.041537 | 3.9787e-08 | 0.080541 | 0.01396 | 0.24 | 0.7141 | 0 | 0.7222 | 0.0020281 | 0 | #DIV/0! | #DIV/0! | #DIV/0! | #DIV/0! | 0 | 0 | 0 | 0
1986-01-22 | Jan | 22 | 7:00 | 33.98 | 330 | 1417.3229 | 85039.3728 | 0 | 0 | 0.041558 | 3.9887e-08 | 0.080395 | 0.013983 | 0.24 | 0.71327 | 0 | 0.72473 | 0.0020244 | 0 | #DIV/0! | #DIV/0! | #DIV/0! | #DIV/0! | 0 | 0 | 0 | 0
1986-01-22 | Jan | 22 | 8:00 | 33.08 | 320 | 1614.1733 | 96850.3968 | 0 | 0 | 0.041537 | 3.9787e-08 | 0.080541 | 0.01396 | 0.24 | 0.7141 | 0 | 0.7222 | 0.0020281 | 0 | #DIV/0! | #DIV/0! | #DIV/0! | #DIV/0! | 0 | 0 | 0 | 0
1986-01-22 | Jan | 22 | 9:00 | 33.08 | 310 | 1023.6221 | 61417.3248 | 0 | 0 | 0.041537 | 3.9787e-08 | 0.080541 | 0.01396 | 0.24 | 0.7141 | 0 | 0.7222 | 0.0020281 | 0 | #DIV/0! | #DIV/0! | #DIV/0! | #DIV/0! | 0 | 0 | 0 | 0
1986-01-22 | Jan | 22 | 10:00 | 33.08 | 330 | 1023.6221 | 61417.3248 | 0 | 0 | 0.041537 | 3.9787e-08 | 0.080541 | 0.01396 | 0.24 | 0.7141 | 0 | 0.7222 | 0.0020281 | 0 | #DIV/0! | #DIV/0! | #DIV/0! | #DIV/0! | 0 | 0 | 0 | 0
1986-01-22 | Jan | 22 | 11:00 | 33.98 | 310 | 708.6614 | 42519.6864 | 0 | 0 | 0.041558 | 3.9887e-08 | 0.080395 | 0.013983 | 0.24 | 0.71327 | 0 | 0.72473 | 0.0020244 | 0 | #DIV/0! | #DIV/0! | #DIV/0! | #DIV/0! | 0 | 0 | 0 | 0
1986-01-22 | Jan | 22 | 12:00 | 35.06 | 320 | 807.0866 | 48425.1984 | 0 | 0 | 0.041583 | 4.0007e-08 | 0.08022 | 0.014012 | 0.24 | 0.71226 | 0 | 0.72776 | 0.00202 | 0 | #DIV/0! | #DIV/0! | #DIV/0! | #DIV/0! | 0 | 0 | 0 | 0
1986-01-22 | Jan | 22 | 13:00 | 35.96 | 270 | 807.0866 | 48425.1984 | 0 | 0 | 0.041604 | 4.0107e-08 | 0.080074 | 0.014035 | 0.24 | 0.71143 | 0 | 0.73031 | 0.0020163 | 0 | #DIV/0! | #DIV/0! | #DIV/0! | #DIV/0! | 0 | 0 | 0 | 0
1986-01-22 | Jan | 22 | 14:00 | 37.04 | 310 | 807.0866 | 48425.1984 | 0 | 0 | 0.041629 | 4.0227e-08 | 0.0799 | 0.014063 | 0.24 | 0.71044 | 0 | 0.73337 | 0.0020119 | 0 | #DIV/0! | #DIV/0! | #DIV/0! | #DIV/0! | 0 | 0 | 0 | 0
1986-01-22 | Jan | 22 | 15:00 | 37.04 | 280 | 807.0866 | 48425.1984 | 0 | 0 | 0.041629 | 4.0227e-08 | 0.0799 | 0.014063 | 0.24 | 0.71044 | 0 | 0.73337 | 0.0020119 | 0 | #DIV/0! | #DIV/0! | #DIV/0! | #DIV/0! | 0 | 0 | 0 | 0
1986-01-22 | Jan | 22 | 16:00 | 37.94 | 270 | 610.2362 | 36614.1744 | 0 | 0 | 0.04165 | 4.0327e-08 | 0.079754 | 0.014086 | 0.24 | 0.70961 | 0 | 0.73593 | 0.0020083 | 0 | #DIV/0! | #DIV/0! | #DIV/0! | #DIV/0! | 0 | 0 | 0 | 0
1986-01-22 | Jan | 22 | 17:00 | 33.08 | 310 | 511.811 | 30708.6624 | 0 | 0 | 0.041537 | 3.9787e-08 | 0.080541 | 0.01396 | 0.24 | 0.7141 | 0 | 0.7222 | 0.0020281 | 0 | #DIV/0! | #DIV/0! | #DIV/0! | #DIV/0! | 0 | 0 | 0 | 0
1986-01-22 | Jan | 22 | 18:00 | 28.04 | 320 | 511.811 | 30708.6624 | 0 | 0 | 0.041284 | 3.9118e-08 | 0.081371 | 0.013829 | 0.24 | 0.71648 | 0 | 0.70812 | 0.002049 | 0 | #DIV/0! | #DIV/0! | #DIV/0! | #DIV/0! | 0 | 0 | 0 | 0
1986-01-22 | Jan | 22 | 19:00 | 26.06 | 320 | 511.811 | 30708.6624 | 0 | 0 | 0.041101 | 3.8788e-08 | 0.081706 | 0.013778 | 0.24 | 0.71596 | 0 | 0.7026 | 0.0020574 | 0 | #DIV/0! | #DIV/0! | #DIV/0! | #DIV/0! | 0 | 0 | 0 | 0
1986-01-22 | Jan | 22 | 20:00 | 24.98 | 320 | 511.811 | 30708.6624 | 0 | 0 | 0.041001 | 3.8608e-08 | 0.081888 | 0.013749 | 0.24 | 0.71568 | 0 | 0.6996 | 0.0020619 | 0 | #DIV/0! | #DIV/0! | #DIV/0! | #DIV/0! | 0 | 0 | 0 | 0
1986-01-22 | Jan | 22 | 21:00 | 24.08 | 280 | 610.2362 | 36614.1744 | 0 | 0 | 0.040917 | 3.8458e-08 | 0.08204 | 0.013726 | 0.24 | 0.71544 | 0 | 0.69712 | 0.0020658 | 0 | #DIV/0! | #DIV/0! | #DIV/0! | #DIV/0! | 0 | 0 | 0 | 0
1986-01-22 | Jan | 22 | 22:00 | 21.92 | 10 | 413.3858 | 24803.1504 | 0 | 0 | 0.040717 | 3.8098e-08 | 0.082406 | 0.01367 | 0.24 | 0.71486 | 0 | 0.69119 | 0.002075 | 0 | #DIV/0! | #DIV/0! | #DIV/0! | #DIV/0! | 0 | 0 | 0 | 0
1986-01-22 | Jan | 22 | 23:00 | 23 | 10 | 511.811 | 30708.6624 | 0 | 0 | 0.040817 | 3.8278e-08 | 0.082223 | 0.013698 | 0.24 | 0.71515 | 0 | 0.69415 | 0.0020704 | 0 | #DIV/0! | #DIV/0! | #DIV/0! | #DIV/0! | 0 | 0 | 0 | 0
1986-01-22 | Jan | 22 | 24:00 | 21.02 | 300 | 413.3858 | 24803.1504 | 0 | 0 | 0.040634 | 3.7948e-08 | 0.082558 | 0.013647 | 0.24 | 0.71462 | 0 | 0.68874 | 0.0020789 | 0 | #DIV/0! | #DIV/0! | #DIV/0! | #DIV/0! | 0 | 0 | 0 | 0
1986-01-23 | Jan | 23 | 1:00 | 21.92 | 300 | 413.3858 | 24803.1504 | 0 | 0 | 0.040717 | 3.8098e-08 | 0.082406 | 0.01367 | 0.24 | 0.71486 | 0 | 0.69119 | 0.002075 | 0 | #DIV/0! | #DIV/0! | #DIV/0! | #DIV/0! | 0 | 0 | 0 | 0
1986-01-23 | Jan | 23 | 2:00 | 21.92 | 320 | 413.3858 | 24803.1504 | 0 | 0 | 0.040717 | 3.8098e-08 | 0.082406 | 0.01367 | 0.24 | 0.71486 | 0 | 0.69119 | 0.002075 | 0 | #DIV/0! | #DIV/0! | #DIV/0! | #DIV/0! | 0 | 0 | 0 | 0
1986-01-23 | Jan | 23 | 3:00 | 23 | 340 | 511.811 | 30708.6624 | 0 | 0 | 0.040817 | 3.8278e-08 | 0.082223 | 0.013698 | 0.24 | 0.71515 | 0 | 0.69415 | 0.0020704 | 0 | #DIV/0! | #DIV/0! | #DIV/0! | #DIV/0! | 0 | 0 | 0 | 0
1986-01-23 | Jan | 23 | 4:00 | 19.94 | 10 | 413.3858 | 24803.1504 | 0 | 0 | 0.040535 | 3.7769e-08 | 0.082741 | 0.013618 | 0.24 | 0.71436 | 0 | 0.6858 | 0.0020836 | 0 | #DIV/0! | #DIV/0! | #DIV/0! | #DIV/0! | 0 | 0 | 0 | 0
1986-01-23 | Jan | 23 | 5:00 | 19.04 | 360 | 413.3858 | 24803.1504 | 0 | 0 | 0.040473 | 3.7644e-08 | 0.082899 | 0.013595 | 0.24 | 0.71448 | 0 | 0.68331 | 0.0020875 | 0 | #DIV/0! | #DIV/0! | #DIV/0! | #DIV/0! | 0 | 0 | 0 | 0
1986-01-23 | Jan | 23 | 6:00 | 17.06 | 0 | 0 | 0 | 0 | 0 | 0.040335 | 3.7369e-08 | 0.083247 | 0.013544 | 0.24 | 0.71476 | 0 | 0.67788 | 0.0020962 | 0 | #DIV/0! | #DIV/0! | #DIV/0! | #DIV/0! | 0 | 0 | 0 | 0
1986-01-23 | Jan | 23 | 7:00 | 17.96 | 310 | 413.3858 | 24803.1504 | 0 | 0 | 0.040397 | 3.7494e-08 | 0.083089 | 0.013567 | 0.24 | 0.71463 | 0 | 0.68034 | 0.0020922 | 0 | #DIV/0! | #DIV/0! | #DIV/0! | #DIV/0! | 0 | 0 | 0 | 0
1986-01-23 | Jan | 23 | 8:00 | 17.96 | 270 | 413.3858 | 24803.1504 | 0 | 0 | 0.040397 | 3.7494e-08 | 0.083089 | 0.013567 | 0.24 | 0.71463 | 0 | 0.68034 | 0.0020922 | 0 | #DIV/0! | #DIV/0! | #DIV/0! | #DIV/0! | 0 | 0 | 0 | 0
1986-01-23 | Jan | 23 | 9:00 | 24.98 | 10 | 413.3858 | 24803.1504 | 0 | 0 | 0.041001 | 3.8608e-08 | 0.081888 | 0.013749 | 0.24 | 0.71568 | 0 | 0.6996 | 0.0020619 | 0 | #DIV/0! | #DIV/0! | #DIV/0! | #DIV/0! | 0 | 0 | 0 | 0
1986-01-23 | Jan | 23 | 10:00 | 28.94 | 170 | 708.6614 | 42519.6864 | 0 | 0 | 0.041368 | 3.9268e-08 | 0.081219 | 0.013852 | 0.24 | 0.71671 | 0 | 0.71065 | 0.0020452 | 0 | #DIV/0! | #DIV/0! | #DIV/0! | #DIV/0! | 0 | 0 | 0 | 0
1986-01-23 | Jan | 23 | 11:00 | 32 | 170 | 905.5118 | 54330.7104 | 0 | 0 | 0.041512 | 3.9667e-08 | 0.080716 | 0.013932 | 0.24 | 0.71511 | 0 | 0.71919 | 0.0020325 | 0 | #DIV/0! | #DIV/0! | #DIV/0! | #DIV/0! | 0 | 0 | 0 | 0
1986-01-23 | Jan | 23 | 12:00 | 33.98 | 180 | 610.2362 | 36614.1744 | 0 | 0 | 0.041558 | 3.9887e-08 | 0.080395 | 0.013983 | 0.24 | 0.71327 | 0 | 0.72473 | 0.0020244 | 0 | #DIV/0! | #DIV/0! | #DIV/0! | #DIV/0! | 0 | 0 | 0 | 0
1986-01-23 | Jan | 23 | 13:00 | 35.96 | 170 | 708.6614 | 42519.6864 | 0 | 0 | 0.041604 | 4.0107e-08 | 0.080074 | 0.014035 | 0.24 | 0.71143 | 0 | 0.73031 | 0.0020163 | 0 | #DIV/0! | #DIV/0! | #DIV/0! | #DIV/0! | 0 | 0 | 0 | 0
1986-01-23 | Jan | 23 | 14:00 | 37.04 | 200 | 610.2362 | 36614.1744 | 0 | 0 | 0.041629 | 4.0227e-08 | 0.0799 | 0.014063 | 0.24 | 0.71044 | 0 | 0.73337 | 0.0020119 | 0 | #DIV/0! | #DIV/0! | #DIV/0! | #DIV/0! | 0 | 0 | 0 | 0
1986-01-23 | Jan | 23 | 15:00 | 37.94 | 210 | 511.811 | 30708.6624 | 0 | 0 | 0.04165 | 4.0327e-08 | 0.079754 | 0.014086 | 0.24 | 0.70961 | 0 | 0.73593 | 0.0020083 | 0 | #DIV/0! | #DIV/0! | #DIV/0! | #DIV/0! | 0 | 0 | 0 | 0
1986-01-23 | Jan | 23 | 16:00 | 39.02 | 230 | 413.3858 | 24803.1504 | 0 | 0 | 0.041675 | 4.0447e-08 | 0.079579 | 0.014115 | 0.24 | 0.70863 | 0 | 0.73902 | 0.0020039 | 0 | #DIV/0! | #DIV/0! | #DIV/0! | #DIV/0! | 0 | 0 | 0 | 0
1986-01-23 | Jan | 23 | 17:00 | 35.06 | 190 | 413.3858 | 24803.1504 | 0 | 0 | 0.041583 | 4.0007e-08 | 0.08022 | 0.014012 | 0.24 | 0.71226 | 0 | 0.72776 | 0.00202 | 0 | #DIV/0! | #DIV/0! | #DIV/0! | #DIV/0! | 0 | 0 | 0 | 0
1986-01-23 | Jan | 23 | 18:00 | 30.02 | 190 | 413.3858 | 24803.1504 | 0 | 0 | 0.041466 | 3.9447e-08 | 0.081037 | 0.013881 | 0.24 | 0.71697 | 0 | 0.71369 | 0.0020407 | 0 | #DIV/0! | #DIV/0! | #DIV/0! | #DIV/0! | 0 | 0 | 0 | 0
1986-01-23 | Jan | 23 | 19:00 | 28.04 | 140 | 610.2362 | 36614.1744 | 0 | 0 | 0.041284 | 3.9118e-08 | 0.081371 | 0.013829 | 0.24 | 0.71648 | 0 | 0.70812 | 0.002049 | 0 | #DIV/0! | #DIV/0! | #DIV/0! | #DIV/0! | 0 | 0 | 0 | 0
1986-01-23 | Jan | 23 | 20:00 | 28.04 | 140 | 511.811 | 30708.6624 | 0 | 0 | 0.041284 | 3.9118e-08 | 0.081371 | 0.013829 | 0.24 | 0.71648 | 0 | 0.70812 | 0.002049 | 0 | #DIV/0! | #DIV/0! | #DIV/0! | #DIV/0! | 0 | 0 | 0 | 0
1986-01-23 | Jan | 23 | 21:00 | 28.04 | 140 | 610.2362 | 36614.1744 | 0 | 0 | 0.041284 | 3.9118e-08 | 0.081371 | 0.013829 | 0.24 | 0.71648 | 0 | 0.70812 | 0.002049 | 0 | #DIV/0! | #DIV/0! | #DIV/0! | #DIV/0! | 0 | 0 | 0 | 0
1986-01-23 | Jan | 23 | 22:00 | 26.06 | 120 | 413.3858 | 24803.1504 | 0 | 0 | 0.041101 | 3.8788e-08 | 0.081706 | 0.013778 | 0.24 | 0.71596 | 0 | 0.7026 | 0.0020574 | 0 | #DIV/0! | #DIV/0! | #DIV/0! | #DIV/0! | 0 | 0 | 0 | 0
1986-01-23 | Jan | 23 | 23:00 | 26.96 | 140 | 295.2756 | 17716.536 | 0 | 0 | 0.041184 | 3.8938e-08 | 0.081554 | 0.013801 | 0.24 | 0.7162 | 0 | 0.70511 | 0.0020536 | 0 | #DIV/0! | #DIV/0! | #DIV/0! | #DIV/0! | 0 | 0 | 0 | 0
1986-01-23 | Jan | 23 | 24:00 | 26.96 | 140 | 413.3858 | 24803.1504 | 0 | 0 | 0.041184 | 3.8938e-08 | 0.081554 | 0.013801 | 0.24 | 0.7162 | 0 | 0.70511 | 0.0020536 | 0 | #DIV/0! | #DIV/0! | #DIV/0! | #DIV/0! | 0 | 0 | 0 | 0
1986-01-24 | Jan | 24 | 1:00 | 26.96 | 140 | 610.2362 | 36614.1744 | 0 | 0 | 0.041184 | 3.8938e-08 | 0.081554 | 0.013801 | 0.24 | 0.7162 | 0 | 0.70511 | 0.0020536 | 0 | #DIV/0! | #DIV/0! | #DIV/0! | #DIV/0! | 0 | 0 | 0 | 0
1986-01-24 | Jan | 24 | 2:00 | 28.04 | 140 | 807.0866 | 48425.1984 | 0 | 0 | 0.041284 | 3.9118e-08 | 0.081371 | 0.013829 | 0.24 | 0.71648 | 0 | 0.70812 | 0.002049 | 0 | #DIV/0! | #DIV/0! | #DIV/0! | #DIV/0! | 0 | 0 | 0 | 0
1986-01-24 | Jan | 24 | 3:00 | 30.02 | 130 | 905.5118 | 54330.7104 | 0 | 0 | 0.041466 | 3.9447e-08 | 0.081037 | 0.013881 | 0.24 | 0.71697 | 0 | 0.71369 | 0.0020407 | 0 | #DIV/0! | #DIV/0! | #DIV/0! | #DIV/0! | 0 | 0 | 0 | 0
1986-01-24 | Jan | 24 | 4:00 | 30.02 | 150 | 807.0866 | 48425.1984 | 0 | 0 | 0.041466 | 3.9447e-08 | 0.081037 | 0.013881 | 0.24 | 0.71697 | 0 | 0.71369 | 0.0020407 | 0 | #DIV/0! | #DIV/0! | #DIV/0! | #DIV/0! | 0 | 0 | 0 | 0
1986-01-24 | Jan | 24 | 5:00 | 30.02 | 140 | 807.0866 | 48425.1984 | 0 | 0 | 0.041466 | 3.9447e-08 | 0.081037 | 0.013881 | 0.24 | 0.71697 | 0 | 0.71369 | 0.0020407 | 0 | #DIV/0! | #DIV/0! | #DIV/0! | #DIV/0! | 0 | 0 | 0 | 0
1986-01-24 | Jan | 24 | 6:00 | 30.02 | 130 | 708.6614 | 42519.6864 | 0 | 0 | 0.041466 | 3.9447e-08 | 0.081037 | 0.013881 | 0.24 | 0.71697 | 0 | 0.71369 | 0.0020407 | 0 | #DIV/0! | #DIV/0! | #DIV/0! | #DIV/0! | 0 | 0 | 0 | 0
1986-01-24 | Jan | 24 | 7:00 | 30.02 | 140 | 1023.6221 | 61417.3248 | 0 | 0 | 0.041466 | 3.9447e-08 | 0.081037 | 0.013881 | 0.24 | 0.71697 | 0 | 0.71369 | 0.0020407 | 0 | #DIV/0! | #DIV/0! | #DIV/0! | #DIV/0! | 0 | 0 | 0 | 0
1986-01-24 | Jan | 24 | 8:00 | 30.92 | 150 | 807.0866 | 48425.1984 | 0 | 0 | 0.041487 | 3.9547e-08 | 0.080891 | 0.013904 | 0.24 | 0.71612 | 0 | 0.71619 | 0.002037 | 0 | #DIV/0! | #DIV/0! | #DIV/0! | #DIV/0! | 0 | 0 | 0 | 0
1986-01-24 | Jan | 24 | 9:00 | 32 | 140 | 1220.4725 | 73228.3488 | 0 | 0 | 0.041512 | 3.9667e-08 | 0.080716 | 0.013932 | 0.24 | 0.71511 | 0 | 0.71919 | 0.0020325 | 0 | #DIV/0! | #DIV/0! | #DIV/0! | #DIV/0! | 0 | 0 | 0 | 0
1986-01-24 | Jan | 24 | 10:00 | 33.08 | 150 | 1220.4725 | 73228.3488 | 0 | 0 | 0.041537 | 3.9787e-08 | 0.080541 | 0.01396 | 0.24 | 0.7141 | 0 | 0.7222 | 0.0020281 | 0 | #DIV/0! | #DIV/0! | #DIV/0! | #DIV/0! | 0 | 0 | 0 | 0
1986-01-24 | Jan | 24 | 11:00 | 35.06 | 140 | 1318.8977 | 79133.8608 | 0 | 0 | 0.041583 | 4.0007e-08 | 0.08022 | 0.014012 | 0.24 | 0.71226 | 0 | 0.72776 | 0.00202 | 0 | #DIV/0! | #DIV/0! | #DIV/0! | #DIV/0! | 0 | 0 | 0 | 0
1986-01-24 | Jan | 24 | 12:00 | 35.06 | 160 | 1122.0473 | 67322.8368 | 0 | 0 | 0.041583 | 4.0007e-08 | 0.08022 | 0.014012 | 0.24 | 0.71226 | 0 | 0.72776 | 0.00202 | 0 | #DIV/0! | #DIV/0! | #DIV/0! | #DIV/0! | 0 | 0 | 0 | 0
1986-01-24 | Jan | 24 | 13:00 | 37.04 | 140 | 1614.1733 | 96850.3968 | 0 | 0 | 0.041629 | 4.0227e-08 | 0.0799 | 0.014063 | 0.24 | 0.71044 | 0 | 0.73337 | 0.0020119 | 0 | #DIV/0! | #DIV/0! | #DIV/0! | #DIV/0! | 0 | 0 | 0 | 0
1986-01-24 | Jan | 24 | 14:00 | 35.96 | 160 | 1417.3229 | 85039.3728 | 0 | 0 | 0.041604 | 4.0107e-08 | 0.080074 | 0.014035 | 0.24 | 0.71143 | 0 | 0.73031 | 0.0020163 | 0 | #DIV/0! | #DIV/0! | #DIV/0! | #DIV/0! | 0 | 0 | 0 | 0
1986-01-24 | Jan | 24 | 15:00 | 35.96 | 160 | 1417.3229 | 85039.3728 | 0 | 0 | 0.041604 | 4.0107e-08 | 0.080074 | 0.014035 | 0.24 | 0.71143 | 0 | 0.73031 | 0.0020163 | 0 | #DIV/0! | #DIV/0! | #DIV/0! | #DIV/0! | 0 | 0 | 0 | 0
1986-01-24 | Jan | 24 | 16:00 | 35.96 | 170 | 1515.7481 | 90944.8848 | 0 | 0 | 0.041604 | 4.0107e-08 | 0.080074 | 0.014035 | 0.24 | 0.71143 | 0 | 0.73031 | 0.0020163 | 0 | #DIV/0! | #DIV/0! | #DIV/0! | #DIV/0! | 0 | 0 | 0 | 0
1986-01-24 | Jan | 24 | 17:00 | 37.04 | 170 | 2125.9843 | 127559.0592 | 0 | 0 | 0.041629 | 4.0227e-08 | 0.0799 | 0.014063 | 0.24 | 0.71044 | 0 | 0.73337 | 0.0020119 | 0 | #DIV/0! | #DIV/0! | #DIV/0! | #DIV/0! | 0 | 0 | 0 | 0
1986-01-24 | Jan | 24 | 18:00 | 37.04 | 180 | 1515.7481 | 90944.8848 | 0 | 0 | 0.041629 | 4.0227e-08 | 0.0799 | 0.014063 | 0.24 | 0.71044 | 0 | 0.73337 | 0.0020119 | 0 | #DIV/0! | #DIV/0! | #DIV/0! | #DIV/0! | 0 | 0 | 0 | 0
1986-01-24 | Jan | 24 | 19:00 | 30.92 | 140 | 1318.8977 | 79133.8608 | 0 | 0 | 0.041487 | 3.9547e-08 | 0.080891 | 0.013904 | 0.24 | 0.71612 | 0 | 0.71619 | 0.002037 | 0 | #DIV/0! | #DIV/0! | #DIV/0! | #DIV/0! | 0 | 0 | 0 | 0
1986-01-24 | Jan | 24 | 20:00 | 33.08 | 180 | 1515.7481 | 90944.8848 | 0 | 0 | 0.041537 | 3.9787e-08 | 0.080541 | 0.01396 | 0.24 | 0.7141 | 0 | 0.7222 | 0.0020281 | 0 | #DIV/0! | #DIV/0! | #DIV/0! | #DIV/0! | 0 | 0 | 0 | 0
1986-01-24 | Jan | 24 | 21:00 | 35.06 | 180 | 1318.8977 | 79133.8608 | 0 | 0 | 0.041583 | 4.0007e-08 | 0.08022 | 0.014012 | 0.24 | 0.71226 | 0 | 0.72776 | 0.00202 | 0 | #DIV/0! | #DIV/0! | #DIV/0! | #DIV/0! | 0 | 0 | 0 | 0
1986-01-24 | Jan | 24 | 22:00 | 35.06 | 180 | 1830.7087 | 109842.5232 | 0 | 0 | 0.041583 | 4.0007e-08 | 0.08022 | 0.014012 | 0.24 | 0.71226 | 0 | 0.72776 | 0.00202 | 0 | #DIV/0! | #DIV/0! | #DIV/0! | #DIV/0! | 0 | 0 | 0 | 0
1986-01-24 | Jan | 24 | 23:00 | 35.06 | 180 | 1614.1733 | 96850.3968 | 0 | 0 | 0.041583 | 4.0007e-08 | 0.08022 | 0.014012 | 0.24 | 0.71226 | 0 | 0.72776 | 0.00202 | 0 | #DIV/0! | #DIV/0! | #DIV/0! | #DIV/0! | 0 | 0 | 0 | 0
1986-01-24 | Jan | 24 | 24:00 | 35.96 | 180 | 1220.4725 | 73228.3488 | 0 | 0 | 0.041604 | 4.0107e-08 | 0.080074 | 0.014035 | 0.24 | 0.71143 | 0 | 0.73031 | 0.0020163 | 0 | #DIV/0! | #DIV/0! | #DIV/0! | #DIV/0! | 0 | 0 | 0 | 0
1986-01-25 | Jan | 25 | 1:00 | 35.96 | 200 | 1122.0473 | 67322.8368 | 0 | 0 | 0.041604 | 4.0107e-08 | 0.080074 | 0.014035 | 0.24 | 0.71143 | 0 | 0.73031 | 0.0020163 | 0 | #DIV/0! | #DIV/0! | #DIV/0! | #DIV/0! | 0 | 0 | 0 | 0
1986-01-25 | Jan | 25 | 2:00 | 37.04 | 200 | 905.5118 | 54330.7104 | 0 | 0 | 0.041629 | 4.0227e-08 | 0.0799 | 0.014063 | 0.24 | 0.71044 | 0 | 0.73337 | 0.0020119 | 0 | #DIV/0! | #DIV/0! | #DIV/0! | #DIV/0! | 0 | 0 | 0 | 0
1986-01-25 | Jan | 25 | 3:00 | 35.96 | 230 | 1318.8977 | 79133.8608 | 0 | 0 | 0.041604 | 4.0107e-08 | 0.080074 | 0.014035 | 0.24 | 0.71143 | 0 | 0.73031 | 0.0020163 | 0 | #DIV/0! | #DIV/0! | #DIV/0! | #DIV/0! | 0 | 0 | 0 | 0
1986-01-25 | Jan | 25 | 4:00 | 35.06 | 240 | 1318.8977 | 79133.8608 | 0 | 0 | 0.041583 | 4.0007e-08 | 0.08022 | 0.014012 | 0.24 | 0.71226 | 0 | 0.72776 | 0.00202 | 0 | #DIV/0! | #DIV/0! | #DIV/0! | #DIV/0! | 0 | 0 | 0 | 0
1986-01-25 | Jan | 25 | 5:00 | 33.08 | 270 | 1614.1733 | 96850.3968 | 0 | 0 | 0.041537 | 3.9787e-08 | 0.080541 | 0.01396 | 0.24 | 0.7141 | 0 | 0.7222 | 0.0020281 | 0 | #DIV/0! | #DIV/0! | #DIV/0! | #DIV/0! | 0 | 0 | 0 | 0
1986-01-25 | Jan | 25 | 6:00 | 30.02 | 260 | 1318.8977 | 79133.8608 | 0 | 0 | 0.041466 | 3.9447e-08 | 0.081037 | 0.013881 | 0.24 | 0.71697 | 0 | 0.71369 | 0.0020407 | 0 | #DIV/0! | #DIV/0! | #DIV/0! | #DIV/0! | 0 | 0 | 0 | 0
1986-01-25 | Jan | 25 | 7:00 | 30.02 | 260 | 1220.4725 | 73228.3488 | 0 | 0 | 0.041466 | 3.9447e-08 | 0.081037 | 0.013881 | 0.24 | 0.71697 | 0 | 0.71369 | 0.0020407 | 0 | #DIV/0! | #DIV/0! | #DIV/0! | #DIV/0! | 0 | 0 | 0 | 0
1986-01-25 | Jan | 25 | 8:00 | 30.02 | 250 | 1023.6221 | 61417.3248 | 0 | 0 | 0.041466 | 3.9447e-08 | 0.081037 | 0.013881 | 0.24 | 0.71697 | 0 | 0.71369 | 0.0020407 | 0 | #DIV/0! | #DIV/0! | #DIV/0! | #DIV/0! | 0 | 0 | 0 | 0
1986-01-25 | Jan | 25 | 9:00 | 30.02 | 240 | 1515.7481 | 90944.8848 | 0 | 0 | 0.041466 | 3.9447e-08 | 0.081037 | 0.013881 | 0.24 | 0.71697 | 0 | 0.71369 | 0.0020407 | 0 | #DIV/0! | #DIV/0! | #DIV/0! | #DIV/0! | 0 | 0 | 0 | 0
1986-01-25 | Jan | 25 | 10:00 | 30.02 | 260 | 1515.7481 | 90944.8848 | 0 | 0 | 0.041466 | 3.9447e-08 | 0.081037 | 0.013881 | 0.24 | 0.71697 | 0 | 0.71369 | 0.0020407 | 0 | #DIV/0! | #DIV/0! | #DIV/0! | #DIV/0! | 0 | 0 | 0 | 0
1986-01-25 | Jan | 25 | 11:00 | 28.94 | 260 | 1614.1733 | 96850.3968 | 0 | 0 | 0.041368 | 3.9268e-08 | 0.081219 | 0.013852 | 0.24 | 0.71671 | 0 | 0.71065 | 0.0020452 | 0 | #DIV/0! | #DIV/0! | #DIV/0! | #DIV/0! | 0 | 0 | 0 | 0
1986-01-25 | Jan | 25 | 12:00 | 28.94 | 270 | 1614.1733 | 96850.3968 | 0 | 0 | 0.041368 | 3.9268e-08 | 0.081219 | 0.013852 | 0.24 | 0.71671 | 0 | 0.71065 | 0.0020452 | 0 | #DIV/0! | #DIV/0! | #DIV/0! | #DIV/0! | 0 | 0 | 0 | 0
1986-01-25 | Jan | 25 | 13:00 | 30.02 | 270 | 1515.7481 | 90944.8848 | 0 | 0 | 0.041466 | 3.9447e-08 | 0.081037 | 0.013881 | 0.24 | 0.71697 | 0 | 0.71369 | 0.0020407 | 0 | #DIV/0! | #DIV/0! | #DIV/0! | #DIV/0! | 0 | 0 | 0 | 0
1986-01-25 | Jan | 25 | 14:00 | 30.02 | 280 | 1929.1339 | 115748.0352 | 0 | 0 | 0.041466 | 3.9447e-08 | 0.081037 | 0.013881 | 0.24 | 0.71697 | 0 | 0.71369 | 0.0020407 | 0 | #DIV/0! | #DIV/0! | #DIV/0! | #DIV/0! | 0 | 0 | 0 | 0
1986-01-25 | Jan | 25 | 15:00 | 30.02 | 270 | 1417.3229 | 85039.3728 | 0 | 0 | 0.041466 | 3.9447e-08 | 0.081037 | 0.013881 | 0.24 | 0.71697 | 0 | 0.71369 | 0.0020407 | 0 | #DIV/0! | #DIV/0! | #DIV/0! | #DIV/0! | 0 | 0 | 0 | 0
1986-01-25 | Jan | 25 | 16:00 | 28.94 | 270 | 2027.5591 | 121653.5472 | 0 | 0 | 0.041368 | 3.9268e-08 | 0.081219 | 0.013852 | 0.24 | 0.71671 | 0 | 0.71065 | 0.0020452 | 0 | #DIV/0! | #DIV/0! | #DIV/0! | #DIV/0! | 0 | 0 | 0 | 0
1986-01-25 | Jan | 25 | 17:00 | 26.96 | 270 | 1732.2835 | 103937.0112 | 0 | 0 | 0.041184 | 3.8938e-08 | 0.081554 | 0.013801 | 0.24 | 0.7162 | 0 | 0.70511 | 0.0020536 | 0 | #DIV/0! | #DIV/0! | #DIV/0! | #DIV/0! | 0 | 0 | 0 | 0
1986-01-25 | Jan | 25 | 18:00 | 23 | 270 | 1515.7481 | 90944.8848 | 0 | 0 | 0.040817 | 3.8278e-08 | 0.082223 | 0.013698 | 0.24 | 0.71515 | 0 | 0.69415 | 0.0020704 | 0 | #DIV/0! | #DIV/0! | #DIV/0! | #DIV/0! | 0 | 0 | 0 | 0
1986-01-25 | Jan | 25 | 19:00 | 23 | 260 | 1220.4725 | 73228.3488 | 0 | 0 | 0.040817 | 3.8278e-08 | 0.082223 | 0.013698 | 0.24 | 0.71515 | 0 | 0.69415 | 0.0020704 | 0 | #DIV/0! | #DIV/0! | #DIV/0! | #DIV/0! | 0 | 0 | 0 | 0
1986-01-25 | Jan | 25 | 20:00 | 23 | 270 | 1732.2835 | 103937.0112 | 0 | 0 | 0.040817 | 3.8278e-08 | 0.082223 | 0.013698 | 0.24 | 0.71515 | 0 | 0.69415 | 0.0020704 | 0 | #DIV/0! | #DIV/0! | #DIV/0! | #DIV/0! | 0 | 0 | 0 | 0
1986-01-25 | Jan | 25 | 21:00 | 23 | 270 | 1515.7481 | 90944.8848 | 0 | 0 | 0.040817 | 3.8278e-08 | 0.082223 | 0.013698 | 0.24 | 0.71515 | 0 | 0.69415 | 0.0020704 | 0 | #DIV/0! | #DIV/0! | #DIV/0! | #DIV/0! | 0 | 0 | 0 | 0
1986-01-25 | Jan | 25 | 22:00 | 23 | 270 | 1318.8977 | 79133.8608 | 0 | 0 | 0.040817 | 3.8278e-08 | 0.082223 | 0.013698 | 0.24 | 0.71515 | 0 | 0.69415 | 0.0020704 | 0 | #DIV/0! | #DIV/0! | #DIV/0! | #DIV/0! | 0 | 0 | 0 | 0
1986-01-25 | Jan | 25 | 23:00 | 23 | 270 | 1417.3229 | 85039.3728 | 0 | 0 | 0.040817 | 3.8278e-08 | 0.082223 | 0.013698 | 0.24 | 0.71515 | 0 | 0.69415 | 0.0020704 | 0 | #DIV/0! | #DIV/0! | #DIV/0! | #DIV/0! | 0 | 0 | 0 | 0
1986-01-25 | Jan | 25 | 24:00 | 21.02 | 300 | 1318.8977 | 79133.8608 | 0 | 0 | 0.040634 | 3.7948e-08 | 0.082558 | 0.013647 | 0.24 | 0.71462 | 0 | 0.68874 | 0.0020789 | 0 | #DIV/0! | #DIV/0! | #DIV/0! | #DIV/0! | 0 | 0 | 0 | 0
1986-01-26 | Jan | 26 | 1:00 | 19.94 | 300 | 1417.3229 | 85039.3728 | 0 | 0 | 0.040535 | 3.7769e-08 | 0.082741 | 0.013618 | 0.24 | 0.71436 | 0 | 0.6858 | 0.0020836 | 0 | #DIV/0! | #DIV/0! | #DIV/0! | #DIV/0! | 0 | 0 | 0 | 0
1986-01-26 | Jan | 26 | 2:00 | 19.94 | 280 | 905.5118 | 54330.7104 | 0 | 0 | 0.040535 | 3.7769e-08 | 0.082741 | 0.013618 | 0.24 | 0.71436 | 0 | 0.6858 | 0.0020836 | 0 | #DIV/0! | #DIV/0! | #DIV/0! | #DIV/0! | 0 | 0 | 0 | 0
1986-01-26 | Jan | 26 | 3:00 | 19.04 | 280 | 807.0866 | 48425.1984 | 0 | 0 | 0.040473 | 3.7644e-08 | 0.082899 | 0.013595 | 0.24 | 0.71448 | 0 | 0.68331 | 0.0020875 | 0 | #DIV/0! | #DIV/0! | #DIV/0! | #DIV/0! | 0 | 0 | 0 | 0
1986-01-26 | Jan | 26 | 4:00 | 17.96 | 280 | 1023.6221 | 61417.3248 | 0 | 0 | 0.040397 | 3.7494e-08 | 0.083089 | 0.013567 | 0.24 | 0.71463 | 0 | 0.68034 | 0.0020922 | 0 | #DIV/0! | #DIV/0! | #DIV/0! | #DIV/0! | 0 | 0 | 0 | 0
1986-01-26 | Jan | 26 | 5:00 | 19.04 | 290 | 1023.6221 | 61417.3248 | 0 | 0 | 0.040473 | 3.7644e-08 | 0.082899 | 0.013595 | 0.24 | 0.71448 | 0 | 0.68331 | 0.0020875 | 0 | #DIV/0! | #DIV/0! | #DIV/0! | #DIV/0! | 0 | 0 | 0 | 0
1986-01-26 | Jan | 26 | 6:00 | 19.04 | 290 | 905.5118 | 54330.7104 | 0 | 0 | 0.040473 | 3.7644e-08 | 0.082899 | 0.013595 | 0.24 | 0.71448 | 0 | 0.68331 | 0.0020875 | 0 | #DIV/0! | #DIV/0! | #DIV/0! | #DIV/0! | 0 | 0 | 0 | 0
1986-01-26 | Jan | 26 | 7:00 | 17.06 | 340 | 1318.8977 | 79133.8608 | 0 | 0 | 0.040335 | 3.7369e-08 | 0.083247 | 0.013544 | 0.24 | 0.71476 | 0 | 0.67788 | 0.0020962 | 0 | #DIV/0! | #DIV/0! | #DIV/0! | #DIV/0! | 0 | 0 | 0 | 0
1986-01-26 | Jan | 26 | 8:00 | 15.98 | 340 | 1023.6221 | 61417.3248 | 0 | 0 | 0.04026 | 3.7219e-08 | 0.083438 | 0.013515 | 0.24 | 0.71491 | 0 | 0.67493 | 0.0021009 | 0 | #DIV/0! | #DIV/0! | #DIV/0! | #DIV/0! | 0 | 0 | 0 | 0
1986-01-26 | Jan | 26 | 9:00 | 15.98 | 360 | 1417.3229 | 85039.3728 | 0 | 0 | 0.04026 | 3.7219e-08 | 0.083438 | 0.013515 | 0.24 | 0.71491 | 0 | 0.67493 | 0.0021009 | 0 | #DIV/0! | #DIV/0! | #DIV/0! | #DIV/0! | 0 | 0 | 0 | 0
1986-01-26 | Jan | 26 | 10:00 | 15.08 | 310 | 1515.7481 | 90944.8848 | 0 | 0 | 0.040197 | 3.7094e-08 | 0.083596 | 0.013492 | 0.24 | 0.71504 | 0 | 0.67248 | 0.0021049 | 0 | #DIV/0! | #DIV/0! | #DIV/0! | #DIV/0! | 0 | 0 | 0 | 0
1986-01-26 | Jan | 26 | 11:00 | 14 | 330 | 1614.1733 | 96850.3968 | 0 | 0 | 0.040122 | 3.6944e-08 | 0.083786 | 0.013464 | 0.24 | 0.71519 | 0 | 0.66956 | 0.0021097 | 0 | #DIV/0! | #DIV/0! | #DIV/0! | #DIV/0! | 0 | 0 | 0 | 0
1986-01-26 | Jan | 26 | 12:00 | 12.92 | 320 | 2027.5591 | 121653.5472 | 0 | 0 | 0.040047 | 3.6794e-08 | 0.083976 | 0.013436 | 0.24 | 0.71535 | 0 | 0.66665 | 0.0021145 | 0 | #DIV/0! | #DIV/0! | #DIV/0! | #DIV/0! | 0 | 0 | 0 | 0
1986-01-26 | Jan | 26 | 13:00 | 12.92 | 320 | 1732.2835 | 103937.0112 | 0 | 0 | 0.040047 | 3.6794e-08 | 0.083976 | 0.013436 | 0.24 | 0.71535 | 0 | 0.66665 | 0.0021145 | 0 | #DIV/0! | #DIV/0! | #DIV/0! | #DIV/0! | 0 | 0 | 0 | 0
1986-01-26 | Jan | 26 | 14:00 | 12.92 | 340 | 1732.2835 | 103937.0112 | 0 | 0 | 0.040047 | 3.6794e-08 | 0.083976 | 0.013436 | 0.24 | 0.71535 | 0 | 0.66665 | 0.0021145 | 0 | #DIV/0! | #DIV/0! | #DIV/0! | #DIV/0! | 0 | 0 | 0 | 0
1986-01-26 | Jan | 26 | 15:00 | 12.02 | 340 | 1417.3229 | 85039.3728 | 0 | 0 | 0.039985 | 3.6669e-08 | 0.084134 | 0.013413 | 0.24 | 0.71547 | 0 | 0.66424 | 0.0021186 | 0 | #DIV/0! | #DIV/0! | #DIV/0! | #DIV/0! | 0 | 0 | 0 | 0
1986-01-26 | Jan | 26 | 16:00 | 8.06 | 350 | 2322.8347 | 139370.0832 | 0 | 0 | 0.039709 | 3.6119e-08 | 0.084847 | 0.01331 | 0.24 | 0.71605 | 0 | 0.65361 | 0.0021365 | 0 | #DIV/0! | #DIV/0! | #DIV/0! | #DIV/0! | 0 | 0 | 0 | 0
1986-01-26 | Jan | 26 | 17:00 | 6.08 | 350 | 2125.9843 | 127559.0592 | 0 | 0 | 0.039572 | 3.5844e-08 | 0.085211 | 0.013258 | 0.24 | 0.71634 | 0 | 0.64829 | 0.0021456 | 0 | #DIV/0! | #DIV/0! | #DIV/0! | #DIV/0! | 0 | 0 | 0 | 0
1986-01-26 | Jan | 26 | 18:00 | 3.92 | 330 | 2027.5591 | 121653.5472 | 0 | 0 | 0.039422 | 3.5544e-08 | 0.085609 | 0.013202 | 0.24 | 0.71665 | 0 | 0.64255 | 0.0021555 | 0 | #DIV/0! | #DIV/0! | #DIV/0! | #DIV/0! | 0 | 0 | 0 | 0
1986-01-26 | Jan | 26 | 19:00 | 3.02 | 330 | 2125.9843 | 127559.0592 | 0 | 0 | 0.039359 | 3.5419e-08 | 0.085774 | 0.013179 | 0.24 | 0.71679 | 0 | 0.64017 | 0.0021597 | 0 | #DIV/0! | #DIV/0! | #DIV/0! | #DIV/0! | 0 | 0 | 0 | 0
1986-01-26 | Jan | 26 | 20:00 | 1.04 | 330 | 2224.4095 | 133464.5712 | 0 | 0 | 0.039222 | 3.5144e-08 | 0.086139 | 0.013127 | 0.24 | 0.71708 | 0 | 0.63498 | 0.002169 | 0 | #DIV/0! | #DIV/0! | #DIV/0! | #DIV/0! | 0 | 0 | 0 | 0
1986-01-26 | Jan | 26 | 21:00 | -0.04 | 350 | 2125.9843 | 127559.0592 | 0 | 0 | 0.039148 | 3.4996e-08 | 0.086338 | 0.013099 | 0.24 | 0.71728 | 0 | 0.63216 | 0.0021741 | 0 | #DIV/0! | #DIV/0! | #DIV/0! | #DIV/0! | #DIV/0! | #DIV/0! | #DIV/0! | #DIV/0!
1986-01-26 | Jan | 26 | 22:00 | -0.04 | 340 | 2125.9843 | 127559.0592 | 0 | 0 | 0.039148 | 3.4996e-08 | 0.086338 | 0.013099 | 0.24 | 0.71728 | 0 | 0.63216 | 0.0021741 | 0 | #DIV/0! | #DIV/0! | #DIV/0! | #DIV/0! | #DIV/0! | #DIV/0! | #DIV/0! | #DIV/0!
1986-01-26 | Jan | 26 | 23:00 | -2.02 | 340 | 2125.9843 | 127559.0592 | 0 | 0 | 0.039103 | 3.4804e-08 | 0.086727 | 0.013045 | 0.23998 | 0.71932 | 0 | 0.6268 | 0.0021835 | 0 | #DIV/0! | #DIV/0! | #DIV/0! | #DIV/0! | #DIV/0! | #DIV/0! | #DIV/0! | #DIV/0!
1986-01-26 | Jan | 26 | 24:00 | -2.92 | 340 | 1614.1733 | 96850.3968 | 0 | 0 | 0.039082 | 3.4716e-08 | 0.086904 | 0.013021 | 0.23997 | 0.72025 | 0 | 0.62439 | 0.0021878 | 0 | #DIV/0! | #DIV/0! | #DIV/0! | #DIV/0! | #DIV/0! | #DIV/0! | #DIV/0! | #DIV/0!
1986-01-27 | Jan | 27 | 1:00 | -2.92 | 330 | 2027.5591 | 121653.5472 | 0 | 0 | 0.039082 | 3.4716e-08 | 0.086904 | 0.013021 | 0.23997 | 0.72025 | 0 | 0.62439 | 0.0021878 | 0 | #DIV/0! | #DIV/0! | #DIV/0! | #DIV/0! | #DIV/0! | #DIV/0! | #DIV/0! | #DIV/0!
1986-01-27 | Jan | 27 | 2:00 | -4 | 330 | 1830.7087 | 109842.5232 | 0 | 0 | 0.039057 | 3.4611e-08 | 0.087116 | 0.012992 | 0.23996 | 0.72137 | 0 | 0.6215 | 0.002193 | 0 | #DIV/0! | #DIV/0! | #DIV/0! | #DIV/0! | #DIV/0! | #DIV/0! | #DIV/0! | #DIV/0!
1986-01-27 | Jan | 27 | 3:00 | -4 | 350 | 1318.8977 | 79133.8608 | 0 | 0 | 0.039057 | 3.4611e-08 | 0.087116 | 0.012992 | 0.23996 | 0.72137 | 0 | 0.6215 | 0.002193 | 0 | #DIV/0! | #DIV/0! | #DIV/0! | #DIV/0! | #DIV/0! | #DIV/0! | #DIV/0! | #DIV/0!
1986-01-27 | Jan | 27 | 4:00 | -4 | 350 | 1417.3229 | 85039.3728 | 0 | 0 | 0.039057 | 3.4611e-08 | 0.087116 | 0.012992 | 0.23996 | 0.72137 | 0 | 0.6215 | 0.002193 | 0 | #DIV/0! | #DIV/0! | #DIV/0! | #DIV/0! | #DIV/0! | #DIV/0! | #DIV/0! | #DIV/0!
1986-01-27 | Jan | 27 | 5:00 | -4 | 310 | 1614.1733 | 96850.3968 | 0 | 0 | 0.039057 | 3.4611e-08 | 0.087116 | 0.012992 | 0.23996 | 0.72137 | 0 | 0.6215 | 0.002193 | 0 | #DIV/0! | #DIV/0! | #DIV/0! | #DIV/0! | #DIV/0! | #DIV/0! | #DIV/0! | #DIV/0!
1986-01-27 | Jan | 27 | 6:00 | -5.98 | 330 | 1417.3229 | 85039.3728 | 0 | 0 | 0.039011 | 3.4419e-08 | 0.087505 | 0.012939 | 0.23994 | 0.72344 | 0 | 0.61624 | 0.0022025 | 0 | #DIV/0! | #DIV/0! | #DIV/0! | #DIV/0! | #DIV/0! | #DIV/0! | #DIV/0! | #DIV/0!
1986-01-27 | Jan | 27 | 7:00 | -5.98 | 310 | 1614.1733 | 96850.3968 | 0 | 0 | 0.039011 | 3.4419e-08 | 0.087505 | 0.012939 | 0.23994 | 0.72344 | 0 | 0.61624 | 0.0022025 | 0 | #DIV/0! | #DIV/0! | #DIV/0! | #DIV/0! | #DIV/0! | #DIV/0! | #DIV/0! | #DIV/0!
1986-01-27 | Jan | 27 | 8:00 | -5.98 | 330 | 1732.2835 | 103937.0112 | 0 | 0 | 0.039011 | 3.4419e-08 | 0.087505 | 0.012939 | 0.23994 | 0.72344 | 0 | 0.61624 | 0.0022025 | 0 | #DIV/0! | #DIV/0! | #DIV/0! | #DIV/0! | #DIV/0! | #DIV/0! | #DIV/0! | #DIV/0!
1986-01-27 | Jan | 27 | 9:00 | -4 | 330 | 1614.1733 | 96850.3968 | 0 | 0 | 0.039057 | 3.4611e-08 | 0.087116 | 0.012992 | 0.23996 | 0.72137 | 0 | 0.6215 | 0.002193 | 0 | #DIV/0! | #DIV/0! | #DIV/0! | #DIV/0! | #DIV/0! | #DIV/0! | #DIV/0! | #DIV/0!
1986-01-27 | Jan | 27 | 10:00 | -0.04 | 340 | 1515.7481 | 90944.8848 | 0 | 0 | 0.039148 | 3.4996e-08 | 0.086338 | 0.013099 | 0.24 | 0.71728 | 0 | 0.63216 | 0.0021741 | 0 | #DIV/0! | #DIV/0! | #DIV/0! | #DIV/0! | #DIV/0! | #DIV/0! | #DIV/0! | #DIV/0!
1986-01-27 | Jan | 27 | 11:00 | 1.94 | 330 | 1515.7481 | 90944.8848 | 0 | 0 | 0.039284 | 3.5269e-08 | 0.085973 | 0.01315 | 0.24 | 0.71695 | 0 | 0.63733 | 0.0021648 | 0 | #DIV/0! | #DIV/0! | #DIV/0! | #DIV/0! | 0 | 0 | 0 | 0
1986-01-27 | Jan | 27 | 12:00 | 3.02 | 320 | 1515.7481 | 90944.8848 | 0 | 0 | 0.039359 | 3.5419e-08 | 0.085774 | 0.013179 | 0.24 | 0.71679 | 0 | 0.64017 | 0.0021597 | 0 | #DIV/0! | #DIV/0! | #DIV/0! | #DIV/0! | 0 | 0 | 0 | 0
1986-01-27 | Jan | 27 | 13:00 | 5 | 340 | 1614.1733 | 96850.3968 | 0 | 0 | 0.039497 | 3.5694e-08 | 0.08541 | 0.01323 | 0.24 | 0.7165 | 0 | 0.64542 | 0.0021505 | 0 | #DIV/0! | #DIV/0! | #DIV/0! | #DIV/0! | 0 | 0 | 0 | 0
1986-01-27 | Jan | 27 | 14:00 | 5 | 310 | 1318.8977 | 79133.8608 | 0 | 0 | 0.039497 | 3.5694e-08 | 0.08541 | 0.01323 | 0.24 | 0.7165 | 0 | 0.64542 | 0.0021505 | 0 | #DIV/0! | #DIV/0! | #DIV/0! | #DIV/0! | 0 | 0 | 0 | 0
1986-01-27 | Jan | 27 | 15:00 | 3.92 | 320 | 1515.7481 | 90944.8848 | 0 | 0 | 0.039422 | 3.5544e-08 | 0.085609 | 0.013202 | 0.24 | 0.71665 | 0 | 0.64255 | 0.0021555 | 0 | #DIV/0! | #DIV/0! | #DIV/0! | #DIV/0! | 0 | 0 | 0 | 0
1986-01-27 | Jan | 27 | 16:00 | 3.92 | 290 | 1417.3229 | 85039.3728 | 0 | 0 | 0.039422 | 3.5544e-08 | 0.085609 | 0.013202 | 0.24 | 0.71665 | 0 | 0.64255 | 0.0021555 | 0 | #DIV/0! | #DIV/0! | #DIV/0! | #DIV/0! | 0 | 0 | 0 | 0
1986-01-27 | Jan | 27 | 17:00 | 1.04 | 310 | 1515.7481 | 90944.8848 | 0 | 0 | 0.039222 | 3.5144e-08 | 0.086139 | 0.013127 | 0.24 | 0.71708 | 0 | 0.63498 | 0.002169 | 0 | #DIV/0! | #DIV/0! | #DIV/0! | #DIV/0! | 0 | 0 | 0 | 0
1986-01-27 | Jan | 27 | 18:00 | -0.04 | 300 | 1220.4725 | 73228.3488 | 0 | 0 | 0.039148 | 3.4996e-08 | 0.086338 | 0.013099 | 0.24 | 0.71728 | 0 | 0.63216 | 0.0021741 | 0 | #DIV/0! | #DIV/0! | #DIV/0! | #DIV/0! | #DIV/0! | #DIV/0! | #DIV/0! | #DIV/0!
1986-01-27 | Jan | 27 | 19:00 | -0.04 | 310 | 1122.0473 | 67322.8368 | 0 | 0 | 0.039148 | 3.4996e-08 | 0.086338 | 0.013099 | 0.24 | 0.71728 | 0 | 0.63216 | 0.0021741 | 0 | #DIV/0! | #DIV/0! | #DIV/0! | #DIV/0! | #DIV/0! | #DIV/0! | #DIV/0! | #DIV/0!
1986-01-27 | Jan | 27 | 20:00 | -0.94 | 300 | 610.2362 | 36614.1744 | 0 | 0 | 0.039128 | 3.4909e-08 | 0.086515 | 0.013075 | 0.23999 | 0.7182 | 0 | 0.62972 | 0.0021784 | 0 | #DIV/0! | #DIV/0! | #DIV/0! | #DIV/0! | #DIV/0! | #DIV/0! | #DIV/0! | #DIV/0!
1986-01-27 | Jan | 27 | 21:00 | -0.04 | 310 | 511.811 | 30708.6624 | 0 | 0 | 0.039148 | 3.4996e-08 | 0.086338 | 0.013099 | 0.24 | 0.71728 | 0 | 0.63216 | 0.0021741 | 0 | #DIV/0! | #DIV/0! | #DIV/0! | #DIV/0! | #DIV/0! | #DIV/0! | #DIV/0! | #DIV/0!
1986-01-27 | Jan | 27 | 22:00 | 1.04 | 290 | 610.2362 | 36614.1744 | 0 | 0 | 0.039222 | 3.5144e-08 | 0.086139 | 0.013127 | 0.24 | 0.71708 | 0 | 0.63498 | 0.002169 | 0 | #DIV/0! | #DIV/0! | #DIV/0! | #DIV/0! | 0 | 0 | 0 | 0
1986-01-27 | Jan | 27 | 23:00 | 1.04 | 290 | 807.0866 | 48425.1984 | 0 | 0 | 0.039222 | 3.5144e-08 | 0.086139 | 0.013127 | 0.24 | 0.71708 | 0 | 0.63498 | 0.002169 | 0 | #DIV/0! | #DIV/0! | #DIV/0! | #DIV/0! | 0 | 0 | 0 | 0
1986-01-27 | Jan | 27 | 24:00 | 1.04 | 280 | 807.0866 | 48425.1984 | 0 | 0 | 0.039222 | 3.5144e-08 | 0.086139 | 0.013127 | 0.24 | 0.71708 | 0 | 0.63498 | 0.002169 | 0 | #DIV/0! | #DIV/0! | #DIV/0! | #DIV/0! | 0 | 0 | 0 | 0
1986-01-28 | Jan | 28 | 1:00 | 1.04 | 280 | 708.6614 | 42519.6864 | 0 | 0 | 0.039222 | 3.5144e-08 | 0.086139 | 0.013127 | 0.24 | 0.71708 | 0 | 0.63498 | 0.002169 | 0 | #DIV/0! | #DIV/0! | #DIV/0! | #DIV/0! | 0 | 0 | 0 | 0
1986-01-28 | Jan | 28 | 2:00 | 1.04 | 250 | 708.6614 | 42519.6864 | 0 | 0 | 0.039222 | 3.5144e-08 | 0.086139 | 0.013127 | 0.24 | 0.71708 | 0 | 0.63498 | 0.002169 | 0 | #DIV/0! | #DIV/0! | #DIV/0! | #DIV/0! | 0 | 0 | 0 | 0
1986-01-28 | Jan | 28 | 3:00 | 1.04 | 250 | 905.5118 | 54330.7104 | 0 | 0 | 0.039222 | 3.5144e-08 | 0.086139 | 0.013127 | 0.24 | 0.71708 | 0 | 0.63498 | 0.002169 | 0 | #DIV/0! | #DIV/0! | #DIV/0! | #DIV/0! | 0 | 0 | 0 | 0
1986-01-28 | Jan | 28 | 4:00 | 1.94 | 250 | 708.6614 | 42519.6864 | 0 | 0 | 0.039284 | 3.5269e-08 | 0.085973 | 0.01315 | 0.24 | 0.71695 | 0 | 0.63733 | 0.0021648 | 0 | #DIV/0! | #DIV/0! | #DIV/0! | #DIV/0! | 0 | 0 | 0 | 0
1986-01-28 | Jan | 28 | 5:00 | 1.94 | 230 | 511.811 | 30708.6624 | 0 | 0 | 0.039284 | 3.5269e-08 | 0.085973 | 0.01315 | 0.24 | 0.71695 | 0 | 0.63733 | 0.0021648 | 0 | #DIV/0! | #DIV/0! | #DIV/0! | #DIV/0! | 0 | 0 | 0 | 0
1986-01-28 | Jan | 28 | 6:00 | 1.94 | 230 | 610.2362 | 36614.1744 | 0 | 0 | 0.039284 | 3.5269e-08 | 0.085973 | 0.01315 | 0.24 | 0.71695 | 0 | 0.63733 | 0.0021648 | 0 | #DIV/0! | #DIV/0! | #DIV/0! | #DIV/0! | 0 | 0 | 0 | 0
1986-01-28 | Jan | 28 | 7:00 | 1.94 | 260 | 610.2362 | 36614.1744 | 0 | 0 | 0.039284 | 3.5269e-08 | 0.085973 | 0.01315 | 0.24 | 0.71695 | 0 | 0.63733 | 0.0021648 | 0 | #DIV/0! | #DIV/0! | #DIV/0! | #DIV/0! | 0 | 0 | 0 | 0
1986-01-28 | Jan | 28 | 8:00 | 3.02 | 200 | 807.0866 | 48425.1984 | 0 | 0 | 0.039359 | 3.5419e-08 | 0.085774 | 0.013179 | 0.24 | 0.71679 | 0 | 0.64017 | 0.0021597 | 0 | #DIV/0! | #DIV/0! | #DIV/0! | #DIV/0! | 0 | 0 | 0 | 0
1986-01-28 | Jan | 28 | 9:00 | 5 | 190 | 610.2362 | 36614.1744 | 0 | 0 | 0.039497 | 3.5694e-08 | 0.08541 | 0.01323 | 0.24 | 0.7165 | 0 | 0.64542 | 0.0021505 | 0 | #DIV/0! | #DIV/0! | #DIV/0! | #DIV/0! | 0 | 0 | 0 | 0
1986-01-28 | Jan | 28 | 10:00 | 8.96 | 190 | 905.5118 | 54330.7104 | 0 | 0 | 0.039772 | 3.6244e-08 | 0.084681 | 0.013333 | 0.24 | 0.71592 | 0 | 0.65604 | 0.0021324 | 0 | #DIV/0! | #DIV/0! | #DIV/0! | #DIV/0! | 0 | 0 | 0 | 0
1986-01-28 | Jan | 28 | 11:00 | 8.96 | 190 | 905.5118 | 54330.7104 | 0 | 0 | 0.039772 | 3.6244e-08 | 0.084681 | 0.013333 | 0.24 | 0.71592 | 0 | 0.65604 | 0.0021324 | 0 | #DIV/0! | #DIV/0! | #DIV/0! | #DIV/0! | 0 | 0 | 0 | 0
1986-01-28 | Jan | 28 | 12:00 | 12.02 | 200 | 807.0866 | 48425.1984 | 0 | 0 | 0.039985 | 3.6669e-08 | 0.084134 | 0.013413 | 0.24 | 0.71547 | 0 | 0.66424 | 0.0021186 | 0 | #DIV/0! | #DIV/0! | #DIV/0! | #DIV/0! | 0 | 0 | 0 | 0
1986-01-28 | Jan | 28 | 13:00 | 12.92 | 210 | 1023.6221 | 61417.3248 | 0 | 0 | 0.040047 | 3.6794e-08 | 0.083976 | 0.013436 | 0.24 | 0.71535 | 0 | 0.66665 | 0.0021145 | 0 | #DIV/0! | #DIV/0! | #DIV/0! | #DIV/0! | 0 | 0 | 0 | 0
1986-01-28 | Jan | 28 | 14:00 | 15.08 | 140 | 511.811 | 30708.6624 | 0 | 0 | 0.040197 | 3.7094e-08 | 0.083596 | 0.013492 | 0.24 | 0.71504 | 0 | 0.67248 | 0.0021049 | 0 | #DIV/0! | #DIV/0! | #DIV/0! | #DIV/0! | 0 | 0 | 0 | 0
1986-01-28 | Jan | 28 | 15:00 | 15.98 | 190 | 807.0866 | 48425.1984 | 0 | 0 | 0.04026 | 3.7219e-08 | 0.083438 | 0.013515 | 0.24 | 0.71491 | 0 | 0.67493 | 0.0021009 | 0 | #DIV/0! | #DIV/0! | #DIV/0! | #DIV/0! | 0 | 0 | 0 | 0
1986-01-28 | Jan | 28 | 16:00 | 15.98 | 190 | 905.5118 | 54330.7104 | 0 | 0 | 0.04026 | 3.7219e-08 | 0.083438 | 0.013515 | 0.24 | 0.71491 | 0 | 0.67493 | 0.0021009 | 0 | #DIV/0! | #DIV/0! | #DIV/0! | #DIV/0! | 0 | 0 | 0 | 0
1986-01-28 | Jan | 28 | 17:00 | 17.06 | 190 | 807.0866 | 48425.1984 | 0 | 0 | 0.040335 | 3.7369e-08 | 0.083247 | 0.013544 | 0.24 | 0.71476 | 0 | 0.67788 | 0.0020962 | 0 | #DIV/0! | #DIV/0! | #DIV/0! | #DIV/0! | 0 | 0 | 0 | 0
1986-01-28 | Jan | 28 | 18:00 | 17.06 | 180 | 1023.6221 | 61417.3248 | 0 | 0 | 0.040335 | 3.7369e-08 | 0.083247 | 0.013544 | 0.24 | 0.71476 | 0 | 0.67788 | 0.0020962 | 0 | #DIV/0! | #DIV/0! | #DIV/0! | #DIV/0! | 0 | 0 | 0 | 0
1986-01-28 | Jan | 28 | 19:00 | 17.96 | 190 | 1122.0473 | 67322.8368 | 0 | 0 | 0.040397 | 3.7494e-08 | 0.083089 | 0.013567 | 0.24 | 0.71463 | 0 | 0.68034 | 0.0020922 | 0 | #DIV/0! | #DIV/0! | #DIV/0! | #DIV/0! | 0 | 0 | 0 | 0
1986-01-28 | Jan | 28 | 20:00 | 17.96 | 180 | 1122.0473 | 67322.8368 | 0 | 0 | 0.040397 | 3.7494e-08 | 0.083089 | 0.013567 | 0.24 | 0.71463 | 0 | 0.68034 | 0.0020922 | 0 | #DIV/0! | #DIV/0! | #DIV/0! | #DIV/0! | 0 | 0 | 0 | 0
1986-01-28 | Jan | 28 | 21:00 | 17.96 | 170 | 708.6614 | 42519.6864 | 0 | 0 | 0.040397 | 3.7494e-08 | 0.083089 | 0.013567 | 0.24 | 0.71463 | 0 | 0.68034 | 0.0020922 | 0 | #DIV/0! | #DIV/0! | #DIV/0! | #DIV/0! | 0 | 0 | 0 | 0
1986-01-28 | Jan | 28 | 22:00 | 17.06 | 170 | 1122.0473 | 67322.8368 | 0 | 0 | 0.040335 | 3.7369e-08 | 0.083247 | 0.013544 | 0.24 | 0.71476 | 0 | 0.67788 | 0.0020962 | 0 | #DIV/0! | #DIV/0! | #DIV/0! | #DIV/0! | 0 | 0 | 0 | 0
1986-01-28 | Jan | 28 | 23:00 | 17.06 | 170 | 905.5118 | 54330.7104 | 0 | 0 | 0.040335 | 3.7369e-08 | 0.083247 | 0.013544 | 0.24 | 0.71476 | 0 | 0.67788 | 0.0020962 | 0 | #DIV/0! | #DIV/0! | #DIV/0! | #DIV/0! | 0 | 0 | 0 | 0
1986-01-28 | Jan | 28 | 24:00 | 17.06 | 170 | 610.2362 | 36614.1744 | 0 | 0 | 0.040335 | 3.7369e-08 | 0.083247 | 0.013544 | 0.24 | 0.71476 | 0 | 0.67788 | 0.0020962 | 0 | #DIV/0! | #DIV/0! | #DIV/0! | #DIV/0! | 0 | 0 | 0 | 0
1986-01-29 | Jan | 29 | 1:00 | 17.96 | 200 | 511.811 | 30708.6624 | 0 | 0 | 0.040397 | 3.7494e-08 | 0.083089 | 0.013567 | 0.24 | 0.71463 | 0 | 0.68034 | 0.0020922 | 0 | #DIV/0! | #DIV/0! | #DIV/0! | #DIV/0! | 0 | 0 | 0 | 0
1986-01-29 | Jan | 29 | 2:00 | 19.04 | 0 | 0 | 0 | 0 | 0 | 0.040473 | 3.7644e-08 | 0.082899 | 0.013595 | 0.24 | 0.71448 | 0 | 0.68331 | 0.0020875 | 0 | #DIV/0! | #DIV/0! | #DIV/0! | #DIV/0! | 0 | 0 | 0 | 0
1986-01-29 | Jan | 29 | 3:00 | 19.04 | 0 | 0 | 0 | 0 | 0 | 0.040473 | 3.7644e-08 | 0.082899 | 0.013595 | 0.24 | 0.71448 | 0 | 0.68331 | 0.0020875 | 0 | #DIV/0! | #DIV/0! | #DIV/0! | #DIV/0! | 0 | 0 | 0 | 0
1986-01-29 | Jan | 29 | 4:00 | 19.04 | 0 | 0 | 0 | 0 | 0 | 0.040473 | 3.7644e-08 | 0.082899 | 0.013595 | 0.24 | 0.71448 | 0 | 0.68331 | 0.0020875 | 0 | #DIV/0! | #DIV/0! | #DIV/0! | #DIV/0! | 0 | 0 | 0 | 0
1986-01-29 | Jan | 29 | 5:00 | 19.04 | 280 | 413.3858 | 24803.1504 | 0 | 0 | 0.040473 | 3.7644e-08 | 0.082899 | 0.013595 | 0.24 | 0.71448 | 0 | 0.68331 | 0.0020875 | 0 | #DIV/0! | #DIV/0! | #DIV/0! | #DIV/0! | 0 | 0 | 0 | 0
1986-01-29 | Jan | 29 | 6:00 | 19.94 | 320 | 1122.0473 | 67322.8368 | 0 | 0 | 0.040535 | 3.7769e-08 | 0.082741 | 0.013618 | 0.24 | 0.71436 | 0 | 0.6858 | 0.0020836 | 0 | #DIV/0! | #DIV/0! | #DIV/0! | #DIV/0! | 0 | 0 | 0 | 0
1986-01-29 | Jan | 29 | 7:00 | 19.04 | 320 | 1515.7481 | 90944.8848 | 0 | 0 | 0.040473 | 3.7644e-08 | 0.082899 | 0.013595 | 0.24 | 0.71448 | 0 | 0.68331 | 0.0020875 | 0 | #DIV/0! | #DIV/0! | #DIV/0! | #DIV/0! | 0 | 0 | 0 | 0
1986-01-29 | Jan | 29 | 8:00 | 17.96 | 340 | 1318.8977 | 79133.8608 | 0 | 0 | 0.040397 | 3.7494e-08 | 0.083089 | 0.013567 | 0.24 | 0.71463 | 0 | 0.68034 | 0.0020922 | 0 | #DIV/0! | #DIV/0! | #DIV/0! | #DIV/0! | 0 | 0 | 0 | 0
1986-01-29 | Jan | 29 | 9:00 | 15.98 | 320 | 1614.1733 | 96850.3968 | 0 | 0 | 0.04026 | 3.7219e-08 | 0.083438 | 0.013515 | 0.24 | 0.71491 | 0 | 0.67493 | 0.0021009 | 0 | #DIV/0! | #DIV/0! | #DIV/0! | #DIV/0! | 0 | 0 | 0 | 0
1986-01-29 | Jan | 29 | 10:00 | 17.06 | 330 | 1732.2835 | 103937.0112 | 0 | 0 | 0.040335 | 3.7369e-08 | 0.083247 | 0.013544 | 0.24 | 0.71476 | 0 | 0.67788 | 0.0020962 | 0 | #DIV/0! | #DIV/0! | #DIV/0! | #DIV/0! | 0 | 0 | 0 | 0
1986-01-29 | Jan | 29 | 11:00 | 15.98 | 330 | 1318.8977 | 79133.8608 | 0 | 0 | 0.04026 | 3.7219e-08 | 0.083438 | 0.013515 | 0.24 | 0.71491 | 0 | 0.67493 | 0.0021009 | 0 | #DIV/0! | #DIV/0! | #DIV/0! | #DIV/0! | 0 | 0 | 0 | 0
1986-01-29 | Jan | 29 | 12:00 | 17.06 | 330 | 1318.8977 | 79133.8608 | 0 | 0 | 0.040335 | 3.7369e-08 | 0.083247 | 0.013544 | 0.24 | 0.71476 | 0 | 0.67788 | 0.0020962 | 0 | #DIV/0! | #DIV/0! | #DIV/0! | #DIV/0! | 0 | 0 | 0 | 0
1986-01-29 | Jan | 29 | 13:00 | 17.06 | 330 | 1417.3229 | 85039.3728 | 0 | 0 | 0.040335 | 3.7369e-08 | 0.083247 | 0.013544 | 0.24 | 0.71476 | 0 | 0.67788 | 0.0020962 | 0 | #DIV/0! | #DIV/0! | #DIV/0! | #DIV/0! | 0 | 0 | 0 | 0
1986-01-29 | Jan | 29 | 14:00 | 17.96 | 310 | 1417.3229 | 85039.3728 | 0 | 0 | 0.040397 | 3.7494e-08 | 0.083089 | 0.013567 | 0.24 | 0.71463 | 0 | 0.68034 | 0.0020922 | 0 | #DIV/0! | #DIV/0! | #DIV/0! | #DIV/0! | 0 | 0 | 0 | 0
1986-01-29 | Jan | 29 | 15:00 | 17.06 | 320 | 1417.3229 | 85039.3728 | 0 | 0 | 0.040335 | 3.7369e-08 | 0.083247 | 0.013544 | 0.24 | 0.71476 | 0 | 0.67788 | 0.0020962 | 0 | #DIV/0! | #DIV/0! | #DIV/0! | #DIV/0! | 0 | 0 | 0 | 0
1986-01-29 | Jan | 29 | 16:00 | 15.98 | 310 | 1318.8977 | 79133.8608 | 0 | 0 | 0.04026 | 3.7219e-08 | 0.083438 | 0.013515 | 0.24 | 0.71491 | 0 | 0.67493 | 0.0021009 | 0 | #DIV/0! | #DIV/0! | #DIV/0! | #DIV/0! | 0 | 0 | 0 | 0
1986-01-29 | Jan | 29 | 17:00 | 12.92 | 310 | 1318.8977 | 79133.8608 | 0 | 0 | 0.040047 | 3.6794e-08 | 0.083976 | 0.013436 | 0.24 | 0.71535 | 0 | 0.66665 | 0.0021145 | 0 | #DIV/0! | #DIV/0! | #DIV/0! | #DIV/0! | 0 | 0 | 0 | 0
1986-01-29 | Jan | 29 | 18:00 | 12.92 | 300 | 1220.4725 | 73228.3488 | 0 | 0 | 0.040047 | 3.6794e-08 | 0.083976 | 0.013436 | 0.24 | 0.71535 | 0 | 0.66665 | 0.0021145 | 0 | #DIV/0! | #DIV/0! | #DIV/0! | #DIV/0! | 0 | 0 | 0 | 0
1986-01-29 | Jan | 29 | 19:00 | 12.02 | 320 | 1220.4725 | 73228.3488 | 0 | 0 | 0.039985 | 3.6669e-08 | 0.084134 | 0.013413 | 0.24 | 0.71547 | 0 | 0.66424 | 0.0021186 | 0 | #DIV/0! | #DIV/0! | #DIV/0! | #DIV/0! | 0 | 0 | 0 | 0
1986-01-29 | Jan | 29 | 20:00 | 10.94 | 310 | 1023.6221 | 61417.3248 | 0 | 0 | 0.03991 | 3.6519e-08 | 0.084325 | 0.013384 | 0.24 | 0.71563 | 0 | 0.66136 | 0.0021234 | 0 | #DIV/0! | #DIV/0! | #DIV/0! | #DIV/0! | 0 | 0 | 0 | 0
1986-01-29 | Jan | 29 | 21:00 | 10.04 | 320 | 708.6614 | 42519.6864 | 0 | 0 | 0.039847 | 3.6394e-08 | 0.084483 | 0.013361 | 0.24 | 0.71576 | 0 | 0.65896 | 0.0021275 | 0 | #DIV/0! | #DIV/0! | #DIV/0! | #DIV/0! | 0 | 0 | 0 | 0
1986-01-29 | Jan | 29 | 22:00 | 8.96 | 280 | 905.5118 | 54330.7104 | 0 | 0 | 0.039772 | 3.6244e-08 | 0.084681 | 0.013333 | 0.24 | 0.71592 | 0 | 0.65604 | 0.0021324 | 0 | #DIV/0! | #DIV/0! | #DIV/0! | #DIV/0! | 0 | 0 | 0 | 0
1986-01-29 | Jan | 29 | 23:00 | 8.06 | 310 | 1122.0473 | 67322.8368 | 0 | 0 | 0.039709 | 3.6119e-08 | 0.084847 | 0.01331 | 0.24 | 0.71605 | 0 | 0.65361 | 0.0021365 | 0 | #DIV/0! | #DIV/0! | #DIV/0! | #DIV/0! | 0 | 0 | 0 | 0
1986-01-29 | Jan | 29 | 24:00 | 6.98 | 310 | 708.6614 | 42519.6864 | 0 | 0 | 0.039634 | 3.5969e-08 | 0.085046 | 0.013281 | 0.24 | 0.7162 | 0 | 0.6507 | 0.0021414 | 0 | #DIV/0! | #DIV/0! | #DIV/0! | #DIV/0! | 0 | 0 | 0 | 0
1986-01-30 | Jan | 30 | 1:00 | 3.02 | 270 | 413.3858 | 24803.1504 | 0 | 0 | 0.039359 | 3.5419e-08 | 0.085774 | 0.013179 | 0.24 | 0.71679 | 0 | 0.64017 | 0.0021597 | 0 | #DIV/0! | #DIV/0! | #DIV/0! | #DIV/0! | 0 | 0 | 0 | 0
1986-01-30 | Jan | 30 | 2:00 | 1.94 | 230 | 413.3858 | 24803.1504 | 0 | 0 | 0.039284 | 3.5269e-08 | 0.085973 | 0.01315 | 0.24 | 0.71695 | 0 | 0.63733 | 0.0021648 | 0 | #DIV/0! | #DIV/0! | #DIV/0! | #DIV/0! | 0 | 0 | 0 | 0
1986-01-30 | Jan | 30 | 3:00 | 1.04 | 260 | 413.3858 | 24803.1504 | 0 | 0 | 0.039222 | 3.5144e-08 | 0.086139 | 0.013127 | 0.24 | 0.71708 | 0 | 0.63498 | 0.002169 | 0 | #DIV/0! | #DIV/0! | #DIV/0! | #DIV/0! | 0 | 0 | 0 | 0
1986-01-30 | Jan | 30 | 4:00 | 1.04 | 190 | 413.3858 | 24803.1504 | 0 | 0 | 0.039222 | 3.5144e-08 | 0.086139 | 0.013127 | 0.24 | 0.71708 | 0 | 0.63498 | 0.002169 | 0 | #DIV/0! | #DIV/0! | #DIV/0! | #DIV/0! | 0 | 0 | 0 | 0
1986-01-30 | Jan | 30 | 5:00 | 1.04 | 250 | 413.3858 | 24803.1504 | 0 | 0 | 0.039222 | 3.5144e-08 | 0.086139 | 0.013127 | 0.24 | 0.71708 | 0 | 0.63498 | 0.002169 | 0 | #DIV/0! | #DIV/0! | #DIV/0! | #DIV/0! | 0 | 0 | 0 | 0
1986-01-30 | Jan | 30 | 6:00 | 3.92 | 250 | 610.2362 | 36614.1744 | 0 | 0 | 0.039422 | 3.5544e-08 | 0.085609 | 0.013202 | 0.24 | 0.71665 | 0 | 0.64255 | 0.0021555 | 0 | #DIV/0! | #DIV/0! | #DIV/0! | #DIV/0! | 0 | 0 | 0 | 0
1986-01-30 | Jan | 30 | 7:00 | 5 | 240 | 511.811 | 30708.6624 | 0 | 0 | 0.039497 | 3.5694e-08 | 0.08541 | 0.01323 | 0.24 | 0.7165 | 0 | 0.64542 | 0.0021505 | 0 | #DIV/0! | #DIV/0! | #DIV/0! | #DIV/0! | 0 | 0 | 0 | 0
1986-01-30 | Jan | 30 | 8:00 | 6.08 | 240 | 511.811 | 30708.6624 | 0 | 0 | 0.039572 | 3.5844e-08 | 0.085211 | 0.013258 | 0.24 | 0.71634 | 0 | 0.64829 | 0.0021456 | 0 | #DIV/0! | #DIV/0! | #DIV/0! | #DIV/0! | 0 | 0 | 0 | 0
1986-01-30 | Jan | 30 | 9:00 | 8.06 | 220 | 413.3858 | 24803.1504 | 0 | 0 | 0.039709 | 3.6119e-08 | 0.084847 | 0.01331 | 0.24 | 0.71605 | 0 | 0.65361 | 0.0021365 | 0 | #DIV/0! | #DIV/0! | #DIV/0! | #DIV/0! | 0 | 0 | 0 | 0
1986-01-30 | Jan | 30 | 10:00 | 12.02 | 240 | 807.0866 | 48425.1984 | 0 | 0 | 0.039985 | 3.6669e-08 | 0.084134 | 0.013413 | 0.24 | 0.71547 | 0 | 0.66424 | 0.0021186 | 0 | #DIV/0! | #DIV/0! | #DIV/0! | #DIV/0! | 0 | 0 | 0 | 0
1986-01-30 | Jan | 30 | 11:00 | 12.92 | 240 | 708.6614 | 42519.6864 | 0 | 0 | 0.040047 | 3.6794e-08 | 0.083976 | 0.013436 | 0.24 | 0.71535 | 0 | 0.66665 | 0.0021145 | 0 | #DIV/0! | #DIV/0! | #DIV/0! | #DIV/0! | 0 | 0 | 0 | 0
1986-01-30 | Jan | 30 | 12:00 | 15.08 | 240 | 807.0866 | 48425.1984 | 0 | 0 | 0.040197 | 3.7094e-08 | 0.083596 | 0.013492 | 0.24 | 0.71504 | 0 | 0.67248 | 0.0021049 | 0 | #DIV/0! | #DIV/0! | #DIV/0! | #DIV/0! | 0 | 0 | 0 | 0
1986-01-30 | Jan | 30 | 13:00 | 15.98 | 230 | 610.2362 | 36614.1744 | 0 | 0 | 0.04026 | 3.7219e-08 | 0.083438 | 0.013515 | 0.24 | 0.71491 | 0 | 0.67493 | 0.0021009 | 0 | #DIV/0! | #DIV/0! | #DIV/0! | #DIV/0! | 0 | 0 | 0 | 0
1986-01-30 | Jan | 30 | 14:00 | 17.06 | 210 | 905.5118 | 54330.7104 | 0 | 0 | 0.040335 | 3.7369e-08 | 0.083247 | 0.013544 | 0.24 | 0.71476 | 0 | 0.67788 | 0.0020962 | 0 | #DIV/0! | #DIV/0! | #DIV/0! | #DIV/0! | 0 | 0 | 0 | 0
1986-01-30 | Jan | 30 | 15:00 | 19.04 | 240 | 610.2362 | 36614.1744 | 0 | 0 | 0.040473 | 3.7644e-08 | 0.082899 | 0.013595 | 0.24 | 0.71448 | 0 | 0.68331 | 0.0020875 | 0 | #DIV/0! | #DIV/0! | #DIV/0! | #DIV/0! | 0 | 0 | 0 | 0
1986-01-30 | Jan | 30 | 16:00 | 19.04 | 230 | 708.6614 | 42519.6864 | 0 | 0 | 0.040473 | 3.7644e-08 | 0.082899 | 0.013595 | 0.24 | 0.71448 | 0 | 0.68331 | 0.0020875 | 0 | #DIV/0! | #DIV/0! | #DIV/0! | #DIV/0! | 0 | 0 | 0 | 0
1986-01-30 | Jan | 30 | 17:00 | 21.02 | 240 | 708.6614 | 42519.6864 | 0 | 0 | 0.040634 | 3.7948e-08 | 0.082558 | 0.013647 | 0.24 | 0.71462 | 0 | 0.68874 | 0.0020789 | 0 | #DIV/0! | #DIV/0! | #DIV/0! | #DIV/0! | 0 | 0 | 0 | 0
1986-01-30 | Jan | 30 | 18:00 | 21.02 | 220 | 511.811 | 30708.6624 | 0 | 0 | 0.040634 | 3.7948e-08 | 0.082558 | 0.013647 | 0.24 | 0.71462 | 0 | 0.68874 | 0.0020789 | 0 | #DIV/0! | #DIV/0! | #DIV/0! | #DIV/0! | 0 | 0 | 0 | 0
1986-01-30 | Jan | 30 | 19:00 | 19.04 | 210 | 413.3858 | 24803.1504 | 0 | 0 | 0.040473 | 3.7644e-08 | 0.082899 | 0.013595 | 0.24 | 0.71448 | 0 | 0.68331 | 0.0020875 | 0 | #DIV/0! | #DIV/0! | #DIV/0! | #DIV/0! | 0 | 0 | 0 | 0
1986-01-30 | Jan | 30 | 20:00 | 19.94 | 0 | 0 | 0 | 0 | 0 | 0.040535 | 3.7769e-08 | 0.082741 | 0.013618 | 0.24 | 0.71436 | 0 | 0.6858 | 0.0020836 | 0 | #DIV/0! | #DIV/0! | #DIV/0! | #DIV/0! | 0 | 0 | 0 | 0
1986-01-30 | Jan | 30 | 21:00 | 21.92 | 0 | 0 | 0 | 0 | 0 | 0.040717 | 3.8098e-08 | 0.082406 | 0.01367 | 0.24 | 0.71486 | 0 | 0.69119 | 0.002075 | 0 | #DIV/0! | #DIV/0! | #DIV/0! | #DIV/0! | 0 | 0 | 0 | 0
1986-01-30 | Jan | 30 | 22:00 | 21.02 | 210 | 413.3858 | 24803.1504 | 0 | 0 | 0.040634 | 3.7948e-08 | 0.082558 | 0.013647 | 0.24 | 0.71462 | 0 | 0.68874 | 0.0020789 | 0 | #DIV/0! | #DIV/0! | #DIV/0! | #DIV/0! | 0 | 0 | 0 | 0
1986-01-30 | Jan | 30 | 23:00 | 19.04 | 210 | 295.2756 | 17716.536 | 0 | 0 | 0.040473 | 3.7644e-08 | 0.082899 | 0.013595 | 0.24 | 0.71448 | 0 | 0.68331 | 0.0020875 | 0 | #DIV/0! | #DIV/0! | #DIV/0! | #DIV/0! | 0 | 0 | 0 | 0
1986-01-30 | Jan | 30 | 24:00 | 17.96 | 0 | 0 | 0 | 0 | 0 | 0.040397 | 3.7494e-08 | 0.083089 | 0.013567 | 0.24 | 0.71463 | 0 | 0.68034 | 0.0020922 | 0 | #DIV/0! | #DIV/0! | #DIV/0! | #DIV/0! | 0 | 0 | 0 | 0
1986-01-31 | Jan | 31 | 1:00 | 19.04 | 0 | 0 | 0 | 0 | 0 | 0.040473 | 3.7644e-08 | 0.082899 | 0.013595 | 0.24 | 0.71448 | 0 | 0.68331 | 0.0020875 | 0 | #DIV/0! | #DIV/0! | #DIV/0! | #DIV/0! | 0 | 0 | 0 | 0
1986-01-31 | Jan | 31 | 2:00 | 19.94 | 0 | 0 | 0 | 0 | 0 | 0.040535 | 3.7769e-08 | 0.082741 | 0.013618 | 0.24 | 0.71436 | 0 | 0.6858 | 0.0020836 | 0 | #DIV/0! | #DIV/0! | #DIV/0! | #DIV/0! | 0 | 0 | 0 | 0
1986-01-31 | Jan | 31 | 3:00 | 19.94 | 40 | 610.2362 | 36614.1744 | 0 | 0 | 0.040535 | 3.7769e-08 | 0.082741 | 0.013618 | 0.24 | 0.71436 | 0 | 0.6858 | 0.0020836 | 0 | #DIV/0! | #DIV/0! | #DIV/0! | #DIV/0! | 0 | 0 | 0 | 0
1986-01-31 | Jan | 31 | 4:00 | 19.94 | 50 | 511.811 | 30708.6624 | 0 | 0 | 0.040535 | 3.7769e-08 | 0.082741 | 0.013618 | 0.24 | 0.71436 | 0 | 0.6858 | 0.0020836 | 0 | #DIV/0! | #DIV/0! | #DIV/0! | #DIV/0! | 0 | 0 | 0 | 0
1986-01-31 | Jan | 31 | 5:00 | 19.94 | 50 | 610.2362 | 36614.1744 | 0 | 0 | 0.040535 | 3.7769e-08 | 0.082741 | 0.013618 | 0.24 | 0.71436 | 0 | 0.6858 | 0.0020836 | 0 | #DIV/0! | #DIV/0! | #DIV/0! | #DIV/0! | 0 | 0 | 0 | 0
1986-01-31 | Jan | 31 | 6:00 | 21.02 | 40 | 610.2362 | 36614.1744 | 0 | 0 | 0.040634 | 3.7948e-08 | 0.082558 | 0.013647 | 0.24 | 0.71462 | 0 | 0.68874 | 0.0020789 | 0 | #DIV/0! | #DIV/0! | #DIV/0! | #DIV/0! | 0 | 0 | 0 | 0
1986-01-31 | Jan | 31 | 7:00 | 21.92 | 30 | 610.2362 | 36614.1744 | 0 | 0 | 0.040717 | 3.8098e-08 | 0.082406 | 0.01367 | 0.24 | 0.71486 | 0 | 0.69119 | 0.002075 | 0 | #DIV/0! | #DIV/0! | #DIV/0! | #DIV/0! | 0 | 0 | 0 | 0
1986-01-31 | Jan | 31 | 8:00 | 23 | 40 | 807.0866 | 48425.1984 | 0 | 0 | 0.040817 | 3.8278e-08 | 0.082223 | 0.013698 | 0.24 | 0.71515 | 0 | 0.69415 | 0.0020704 | 0 | #DIV/0! | #DIV/0! | #DIV/0! | #DIV/0! | 0 | 0 | 0 | 0
1986-01-31 | Jan | 31 | 9:00 | 24.98 | 30 | 610.2362 | 36614.1744 | 0 | 0 | 0.041001 | 3.8608e-08 | 0.081888 | 0.013749 | 0.24 | 0.71568 | 0 | 0.6996 | 0.0020619 | 0 | #DIV/0! | #DIV/0! | #DIV/0! | #DIV/0! | 0 | 0 | 0 | 0
1986-01-31 | Jan | 31 | 10:00 | 26.06 | 100 | 905.5118 | 54330.7104 | 0 | 0 | 0.041101 | 3.8788e-08 | 0.081706 | 0.013778 | 0.24 | 0.71596 | 0 | 0.7026 | 0.0020574 | 0 | #DIV/0! | #DIV/0! | #DIV/0! | #DIV/0! | 0 | 0 | 0 | 0
1986-01-31 | Jan | 31 | 11:00 | 28.04 | 70 | 1220.4725 | 73228.3488 | 0 | 0 | 0.041284 | 3.9118e-08 | 0.081371 | 0.013829 | 0.24 | 0.71648 | 0 | 0.70812 | 0.002049 | 0 | #DIV/0! | #DIV/0! | #DIV/0! | #DIV/0! | 0 | 0 | 0 | 0
1986-01-31 | Jan | 31 | 12:00 | 28.94 | 70 | 807.0866 | 48425.1984 | 0 | 0 | 0.041368 | 3.9268e-08 | 0.081219 | 0.013852 | 0.24 | 0.71671 | 0 | 0.71065 | 0.0020452 | 0 | #DIV/0! | #DIV/0! | #DIV/0! | #DIV/0! | 0 | 0 | 0 | 0
1986-01-31 | Jan | 31 | 13:00 | 30.02 | 120 | 905.5118 | 54330.7104 | 0 | 0 | 0.041466 | 3.9447e-08 | 0.081037 | 0.013881 | 0.24 | 0.71697 | 0 | 0.71369 | 0.0020407 | 0 | #DIV/0! | #DIV/0! | #DIV/0! | #DIV/0! | 0 | 0 | 0 | 0
1986-01-31 | Jan | 31 | 14:00 | 30.02 | 100 | 1318.8977 | 79133.8608 | 0 | 0 | 0.041466 | 3.9447e-08 | 0.081037 | 0.013881 | 0.24 | 0.71697 | 0 | 0.71369 | 0.0020407 | 0 | #DIV/0! | #DIV/0! | #DIV/0! | #DIV/0! | 0 | 0 | 0 | 0
1986-01-31 | Jan | 31 | 15:00 | 28.94 | 80 | 1417.3229 | 85039.3728 | 0 | 0 | 0.041368 | 3.9268e-08 | 0.081219 | 0.013852 | 0.24 | 0.71671 | 0 | 0.71065 | 0.0020452 | 0 | #DIV/0! | #DIV/0! | #DIV/0! | #DIV/0! | 0 | 0 | 0 | 0
1986-01-31 | Jan | 31 | 16:00 | 28.94 | 110 | 1122.0473 | 67322.8368 | 0 | 0 | 0.041368 | 3.9268e-08 | 0.081219 | 0.013852 | 0.24 | 0.71671 | 0 | 0.71065 | 0.0020452 | 0 | #DIV/0! | #DIV/0! | #DIV/0! | #DIV/0! | 0 | 0 | 0 | 0
1986-01-31 | Jan | 31 | 17:00 | 28.94 | 100 | 1318.8977 | 79133.8608 | 0 | 0 | 0.041368 | 3.9268e-08 | 0.081219 | 0.013852 | 0.24 | 0.71671 | 0 | 0.71065 | 0.0020452 | 0 | #DIV/0! | #DIV/0! | #DIV/0! | #DIV/0! | 0 | 0 | 0 | 0
1986-01-31 | Jan | 31 | 18:00 | 28.04 | 100 | 1122.0473 | 67322.8368 | 0 | 0 | 0.041284 | 3.9118e-08 | 0.081371 | 0.013829 | 0.24 | 0.71648 | 0 | 0.70812 | 0.002049 | 0 | #DIV/0! | #DIV/0! | #DIV/0! | #DIV/0! | 0 | 0 | 0 | 0
1986-01-31 | Jan | 31 | 19:00 | 28.94 | 100 | 1318.8977 | 79133.8608 | 0 | 0 | 0.041368 | 3.9268e-08 | 0.081219 | 0.013852 | 0.24 | 0.71671 | 0 | 0.71065 | 0.0020452 | 0 | #DIV/0! | #DIV/0! | #DIV/0! | #DIV/0! | 0 | 0 | 0 | 0
1986-01-31 | Jan | 31 | 20:00 | 28.94 | 100 | 1318.8977 | 79133.8608 | 0 | 0 | 0.041368 | 3.9268e-08 | 0.081219 | 0.013852 | 0.24 | 0.71671 | 0 | 0.71065 | 0.0020452 | 0 | #DIV/0! | #DIV/0! | #DIV/0! | #DIV/0! | 0 | 0 | 0 | 0
1986-01-31 | Jan | 31 | 21:00 | 30.02 | 90 | 1318.8977 | 79133.8608 | 0 | 0 | 0.041466 | 3.9447e-08 | 0.081037 | 0.013881 | 0.24 | 0.71697 | 0 | 0.71369 | 0.0020407 | 0 | #DIV/0! | #DIV/0! | #DIV/0! | #DIV/0! | 0 | 0 | 0 | 0
1986-01-31 | Jan | 31 | 22:00 | 27.32 | 100 | 1279.5276 | 76771.656 | 0 | 0 | 0.041218 | 3.8998e-08 | 0.081493 | 0.01381 | 0.24 | 0.71629 | 0 | 0.70611 | 0.002052 | 0 | #DIV/0! | #DIV/0! | #DIV/0! | #DIV/0! | 0 | 0 | 0 | 0
1986-01-31 | Jan | 31 | 23:00 | 24.44 | 130 | 1240.1575 | 74409.4512 | 0 | 0 | 0.040951 | 3.8518e-08 | 0.08198 | 0.013735 | 0.24 | 0.71553 | 0 | 0.69811 | 0.0020642 | 0 | #DIV/0! | #DIV/0! | #DIV/0! | #DIV/0! | 0 | 0 | 0 | 0
1986-01-31 | Jan | 31 | 24:00 | 21.56 | 110 | 1200.7874 | 72047.2464 | 0 | 0 | 0.040684 | 3.8038e-08 | 0.082466 | 0.013661 | 0.24 | 0.71477 | 0 | 0.69021 | 0.0020766 | 0 | #DIV/0! | #DIV/0! | #DIV/0! | #DIV/0! | 0 | 0 | 0 | 0
1977-02-01 | Feb | 1 | 1:00 | 18.86 | 260 | 1141.7323 | 68503.9392 | 0 | 0 | 0.04046 | 3.7619e-08 | 0.082931 | 0.01359 | 0.24 | 0.71451 | 0 | 0.68282 | 0.0020883 | 0 | #DIV/0! | #DIV/0! | #DIV/0! | #DIV/0! | 0 | 0 | 0 | 0
1977-02-01 | Feb | 1 | 2:00 | 15.98 | 270 | 1102.3622 | 66141.7344 | 0 | 0 | 0.04026 | 3.7219e-08 | 0.083438 | 0.013515 | 0.24 | 0.71491 | 0 | 0.67493 | 0.0021009 | 0 | #DIV/0! | #DIV/0! | #DIV/0! | #DIV/0! | 0 | 0 | 0 | 0
1977-02-01 | Feb | 1 | 3:00 | 13.1 | 280 | 1062.9922 | 63779.5296 | 0 | 0 | 0.04006 | 3.6819e-08 | 0.083944 | 0.013441 | 0.24 | 0.71532 | 0 | 0.66714 | 0.0021137 | 0 | #DIV/0! | #DIV/0! | #DIV/0! | #DIV/0! | 0 | 0 | 0 | 0
1977-02-01 | Feb | 1 | 4:00 | 10.04 | 280 | 1023.6221 | 61417.3248 | 0 | 0 | 0.039847 | 3.6394e-08 | 0.084483 | 0.013361 | 0.24 | 0.71576 | 0 | 0.65896 | 0.0021275 | 0 | #DIV/0! | #DIV/0! | #DIV/0! | #DIV/0! | 0 | 0 | 0 | 0
1977-02-01 | Feb | 1 | 5:00 | 8.06 | 270 | 1122.0473 | 67322.8368 | 0 | 0 | 0.039709 | 3.6119e-08 | 0.084847 | 0.01331 | 0.24 | 0.71605 | 0 | 0.65361 | 0.0021365 | 0 | #DIV/0! | #DIV/0! | #DIV/0! | #DIV/0! | 0 | 0 | 0 | 0
1977-02-01 | Feb | 1 | 6:00 | 8.06 | 280 | 1220.4725 | 73228.3488 | 0 | 0 | 0.039709 | 3.6119e-08 | 0.084847 | 0.01331 | 0.24 | 0.71605 | 0 | 0.65361 | 0.0021365 | 0 | #DIV/0! | #DIV/0! | #DIV/0! | #DIV/0! | 0 | 0 | 0 | 0
1977-02-01 | Feb | 1 | 7:00 | 6.98 | 280 | 905.5118 | 54330.7104 | 0 | 0 | 0.039634 | 3.5969e-08 | 0.085046 | 0.013281 | 0.24 | 0.7162 | 0 | 0.6507 | 0.0021414 | 0 | #DIV/0! | #DIV/0! | #DIV/0! | #DIV/0! | 0 | 0 | 0 | 0
1977-02-01 | Feb | 1 | 8:00 | 6.98 | 290 | 1220.4725 | 73228.3488 | 0 | 0 | 0.039634 | 3.5969e-08 | 0.085046 | 0.013281 | 0.24 | 0.7162 | 0 | 0.6507 | 0.0021414 | 0 | #DIV/0! | #DIV/0! | #DIV/0! | #DIV/0! | 0 | 0 | 0 | 0
1977-02-01 | Feb | 1 | 9:00 | 10.04 | 290 | 807.0866 | 48425.1984 | 0 | 0 | 0.039847 | 3.6394e-08 | 0.084483 | 0.013361 | 0.24 | 0.71576 | 0 | 0.65896 | 0.0021275 | 0 | #DIV/0! | #DIV/0! | #DIV/0! | #DIV/0! | 0 | 0 | 0 | 0
1977-02-01 | Feb | 1 | 10:00 | 12.92 | 310 | 1122.0473 | 67322.8368 | 0 | 0 | 0.040047 | 3.6794e-08 | 0.083976 | 0.013436 | 0.24 | 0.71535 | 0 | 0.66665 | 0.0021145 | 0 | #DIV/0! | #DIV/0! | #DIV/0! | #DIV/0! | 0 | 0 | 0 | 0
1977-02-01 | Feb | 1 | 11:00 | 15.98 | 300 | 905.5118 | 54330.7104 | 0 | 0 | 0.04026 | 3.7219e-08 | 0.083438 | 0.013515 | 0.24 | 0.71491 | 0 | 0.67493 | 0.0021009 | 0 | #DIV/0! | #DIV/0! | #DIV/0! | #DIV/0! | 0 | 0 | 0 | 0
1977-02-01 | Feb | 1 | 12:00 | 17.96 | 290 | 905.5118 | 54330.7104 | 0 | 0 | 0.040397 | 3.7494e-08 | 0.083089 | 0.013567 | 0.24 | 0.71463 | 0 | 0.68034 | 0.0020922 | 0 | #DIV/0! | #DIV/0! | #DIV/0! | #DIV/0! | 0 | 0 | 0 | 0
1977-02-01 | Feb | 1 | 13:00 | 19.94 | 240 | 905.5118 | 54330.7104 | 0 | 0 | 0.040535 | 3.7769e-08 | 0.082741 | 0.013618 | 0.24 | 0.71436 | 0 | 0.6858 | 0.0020836 | 0 | #DIV/0! | #DIV/0! | #DIV/0! | #DIV/0! | 0 | 0 | 0 | 0
1977-02-01 | Feb | 1 | 14:00 | 21.02 | 250 | 1122.0473 | 67322.8368 | 0 | 0 | 0.040634 | 3.7948e-08 | 0.082558 | 0.013647 | 0.24 | 0.71462 | 0 | 0.68874 | 0.0020789 | 0 | #DIV/0! | #DIV/0! | #DIV/0! | #DIV/0! | 0 | 0 | 0 | 0
1977-02-01 | Feb | 1 | 15:00 | 21.92 | 270 | 610.2362 | 36614.1744 | 0 | 0 | 0.040717 | 3.8098e-08 | 0.082406 | 0.01367 | 0.24 | 0.71486 | 0 | 0.69119 | 0.002075 | 0 | #DIV/0! | #DIV/0! | #DIV/0! | #DIV/0! | 0 | 0 | 0 | 0
1977-02-01 | Feb | 1 | 16:00 | 23 | 280 | 610.2362 | 36614.1744 | 0 | 0 | 0.040817 | 3.8278e-08 | 0.082223 | 0.013698 | 0.24 | 0.71515 | 0 | 0.69415 | 0.0020704 | 0 | #DIV/0! | #DIV/0! | #DIV/0! | #DIV/0! | 0 | 0 | 0 | 0
1977-02-01 | Feb | 1 | 17:00 | 21.02 | 300 | 511.811 | 30708.6624 | 0 | 0 | 0.040634 | 3.7948e-08 | 0.082558 | 0.013647 | 0.24 | 0.71462 | 0 | 0.68874 | 0.0020789 | 0 | #DIV/0! | #DIV/0! | #DIV/0! | #DIV/0! | 0 | 0 | 0 | 0
1977-02-01 | Feb | 1 | 18:00 | 17.06 | 290 | 511.811 | 30708.6624 | 0 | 0 | 0.040335 | 3.7369e-08 | 0.083247 | 0.013544 | 0.24 | 0.71476 | 0 | 0.67788 | 0.0020962 | 0 | #DIV/0! | #DIV/0! | #DIV/0! | #DIV/0! | 0 | 0 | 0 | 0
1977-02-01 | Feb | 1 | 19:00 | 12.02 | 260 | 413.3858 | 24803.1504 | 0 | 0 | 0.039985 | 3.6669e-08 | 0.084134 | 0.013413 | 0.24 | 0.71547 | 0 | 0.66424 | 0.0021186 | 0 | #DIV/0! | #DIV/0! | #DIV/0! | #DIV/0! | 0 | 0 | 0 | 0
1977-02-01 | Feb | 1 | 20:00 | 10.94 | 260 | 413.3858 | 24803.1504 | 0 | 0 | 0.03991 | 3.6519e-08 | 0.084325 | 0.013384 | 0.24 | 0.71563 | 0 | 0.66136 | 0.0021234 | 0 | #DIV/0! | #DIV/0! | #DIV/0! | #DIV/0! | 0 | 0 | 0 | 0
1977-02-01 | Feb | 1 | 21:00 | 8.06 | 230 | 413.3858 | 24803.1504 | 0 | 0 | 0.039709 | 3.6119e-08 | 0.084847 | 0.01331 | 0.24 | 0.71605 | 0 | 0.65361 | 0.0021365 | 0 | #DIV/0! | #DIV/0! | #DIV/0! | #DIV/0! | 0 | 0 | 0 | 0
1977-02-01 | Feb | 1 | 22:00 | 6.98 | 240 | 511.811 | 30708.6624 | 0 | 0 | 0.039634 | 3.5969e-08 | 0.085046 | 0.013281 | 0.24 | 0.7162 | 0 | 0.6507 | 0.0021414 | 0 | #DIV/0! | #DIV/0! | #DIV/0! | #DIV/0! | 0 | 0 | 0 | 0
1977-02-01 | Feb | 1 | 23:00 | 6.98 | 210 | 413.3858 | 24803.1504 | 0 | 0 | 0.039634 | 3.5969e-08 | 0.085046 | 0.013281 | 0.24 | 0.7162 | 0 | 0.6507 | 0.0021414 | 0 | #DIV/0! | #DIV/0! | #DIV/0! | #DIV/0! | 0 | 0 | 0 | 0
1977-02-01 | Feb | 1 | 24:00 | 6.98 | 220 | 511.811 | 30708.6624 | 0 | 0 | 0.039634 | 3.5969e-08 | 0.085046 | 0.013281 | 0.24 | 0.7162 | 0 | 0.6507 | 0.0021414 | 0 | #DIV/0! | #DIV/0! | #DIV/0! | #DIV/0! | 0 | 0 | 0 | 0
1977-02-02 | Feb | 2 | 1:00 | 8.06 | 210 | 511.811 | 30708.6624 | 0 | 0 | 0.039709 | 3.6119e-08 | 0.084847 | 0.01331 | 0.24 | 0.71605 | 0 | 0.65361 | 0.0021365 | 0 | #DIV/0! | #DIV/0! | #DIV/0! | #DIV/0! | 0 | 0 | 0 | 0
1977-02-02 | Feb | 2 | 2:00 | 6.08 | 200 | 413.3858 | 24803.1504 | 0 | 0 | 0.039572 | 3.5844e-08 | 0.085211 | 0.013258 | 0.24 | 0.71634 | 0 | 0.64829 | 0.0021456 | 0 | #DIV/0! | #DIV/0! | #DIV/0! | #DIV/0! | 0 | 0 | 0 | 0
1977-02-02 | Feb | 2 | 3:00 | 6.98 | 190 | 413.3858 | 24803.1504 | 0 | 0 | 0.039634 | 3.5969e-08 | 0.085046 | 0.013281 | 0.24 | 0.7162 | 0 | 0.6507 | 0.0021414 | 0 | #DIV/0! | #DIV/0! | #DIV/0! | #DIV/0! | 0 | 0 | 0 | 0
1977-02-02 | Feb | 2 | 4:00 | 5 | 220 | 511.811 | 30708.6624 | 0 | 0 | 0.039497 | 3.5694e-08 | 0.08541 | 0.01323 | 0.24 | 0.7165 | 0 | 0.64542 | 0.0021505 | 0 | #DIV/0! | #DIV/0! | #DIV/0! | #DIV/0! | 0 | 0 | 0 | 0
1977-02-02 | Feb | 2 | 5:00 | 6.08 | 200 | 413.3858 | 24803.1504 | 0 | 0 | 0.039572 | 3.5844e-08 | 0.085211 | 0.013258 | 0.24 | 0.71634 | 0 | 0.64829 | 0.0021456 | 0 | #DIV/0! | #DIV/0! | #DIV/0! | #DIV/0! | 0 | 0 | 0 | 0
1977-02-02 | Feb | 2 | 6:00 | 3.92 | 200 | 511.811 | 30708.6624 | 0 | 0 | 0.039422 | 3.5544e-08 | 0.085609 | 0.013202 | 0.24 | 0.71665 | 0 | 0.64255 | 0.0021555 | 0 | #DIV/0! | #DIV/0! | #DIV/0! | #DIV/0! | 0 | 0 | 0 | 0
1977-02-02 | Feb | 2 | 7:00 | 6.98 | 170 | 610.2362 | 36614.1744 | 0 | 0 | 0.039634 | 3.5969e-08 | 0.085046 | 0.013281 | 0.24 | 0.7162 | 0 | 0.6507 | 0.0021414 | 0 | #DIV/0! | #DIV/0! | #DIV/0! | #DIV/0! | 0 | 0 | 0 | 0
1977-02-02 | Feb | 2 | 8:00 | 8.06 | 170 | 610.2362 | 36614.1744 | 0 | 0 | 0.039709 | 3.6119e-08 | 0.084847 | 0.01331 | 0.24 | 0.71605 | 0 | 0.65361 | 0.0021365 | 0 | #DIV/0! | #DIV/0! | #DIV/0! | #DIV/0! | 0 | 0 | 0 | 0
1977-02-02 | Feb | 2 | 9:00 | 12.92 | 170 | 708.6614 | 42519.6864 | 0 | 0 | 0.040047 | 3.6794e-08 | 0.083976 | 0.013436 | 0.24 | 0.71535 | 0 | 0.66665 | 0.0021145 | 0 | #DIV/0! | #DIV/0! | #DIV/0! | #DIV/0! | 0 | 0 | 0 | 0
1977-02-02 | Feb | 2 | 10:00 | 19.04 | 190 | 1417.3229 | 85039.3728 | 0 | 0 | 0.040473 | 3.7644e-08 | 0.082899 | 0.013595 | 0.24 | 0.71448 | 0 | 0.68331 | 0.0020875 | 0 | #DIV/0! | #DIV/0! | #DIV/0! | #DIV/0! | 0 | 0 | 0 | 0
1977-02-02 | Feb | 2 | 11:00 | 19.94 | 190 | 1023.6221 | 61417.3248 | 0 | 0 | 0.040535 | 3.7769e-08 | 0.082741 | 0.013618 | 0.24 | 0.71436 | 0 | 0.6858 | 0.0020836 | 0 | #DIV/0! | #DIV/0! | #DIV/0! | #DIV/0! | 0 | 0 | 0 | 0
1977-02-02 | Feb | 2 | 12:00 | 24.08 | 200 | 1318.8977 | 79133.8608 | 0 | 0 | 0.040917 | 3.8458e-08 | 0.08204 | 0.013726 | 0.24 | 0.71544 | 0 | 0.69712 | 0.0020658 | 0 | #DIV/0! | #DIV/0! | #DIV/0! | #DIV/0! | 0 | 0 | 0 | 0
1977-02-02 | Feb | 2 | 13:00 | 28.04 | 200 | 1122.0473 | 67322.8368 | 0 | 0 | 0.041284 | 3.9118e-08 | 0.081371 | 0.013829 | 0.24 | 0.71648 | 0 | 0.70812 | 0.002049 | 0 | #DIV/0! | #DIV/0! | #DIV/0! | #DIV/0! | 0 | 0 | 0 | 0
1977-02-02 | Feb | 2 | 14:00 | 30.02 | 200 | 1614.1733 | 96850.3968 | 0 | 0 | 0.041466 | 3.9447e-08 | 0.081037 | 0.013881 | 0.24 | 0.71697 | 0 | 0.71369 | 0.0020407 | 0 | #DIV/0! | #DIV/0! | #DIV/0! | #DIV/0! | 0 | 0 | 0 | 0
1977-02-02 | Feb | 2 | 15:00 | 30.92 | 190 | 1417.3229 | 85039.3728 | 0 | 0 | 0.041487 | 3.9547e-08 | 0.080891 | 0.013904 | 0.24 | 0.71612 | 0 | 0.71619 | 0.002037 | 0 | #DIV/0! | #DIV/0! | #DIV/0! | #DIV/0! | 0 | 0 | 0 | 0
1977-02-02 | Feb | 2 | 16:00 | 30.92 | 210 | 1830.7087 | 109842.5232 | 0 | 0 | 0.041487 | 3.9547e-08 | 0.080891 | 0.013904 | 0.24 | 0.71612 | 0 | 0.71619 | 0.002037 | 0 | #DIV/0! | #DIV/0! | #DIV/0! | #DIV/0! | 0 | 0 | 0 | 0
1977-02-02 | Feb | 2 | 17:00 | 28.94 | 200 | 1220.4725 | 73228.3488 | 0 | 0 | 0.041368 | 3.9268e-08 | 0.081219 | 0.013852 | 0.24 | 0.71671 | 0 | 0.71065 | 0.0020452 | 0 | #DIV/0! | #DIV/0! | #DIV/0! | #DIV/0! | 0 | 0 | 0 | 0
1977-02-02 | Feb | 2 | 18:00 | 28.04 | 190 | 1220.4725 | 73228.3488 | 0 | 0 | 0.041284 | 3.9118e-08 | 0.081371 | 0.013829 | 0.24 | 0.71648 | 0 | 0.70812 | 0.002049 | 0 | #DIV/0! | #DIV/0! | #DIV/0! | #DIV/0! | 0 | 0 | 0 | 0
1977-02-02 | Feb | 2 | 19:00 | 26.96 | 200 | 1417.3229 | 85039.3728 | 0 | 0 | 0.041184 | 3.8938e-08 | 0.081554 | 0.013801 | 0.24 | 0.7162 | 0 | 0.70511 | 0.0020536 | 0 | #DIV/0! | #DIV/0! | #DIV/0! | #DIV/0! | 0 | 0 | 0 | 0
1977-02-02 | Feb | 2 | 20:00 | 26.96 | 200 | 1417.3229 | 85039.3728 | 0 | 0 | 0.041184 | 3.8938e-08 | 0.081554 | 0.013801 | 0.24 | 0.7162 | 0 | 0.70511 | 0.0020536 | 0 | #DIV/0! | #DIV/0! | #DIV/0! | #DIV/0! | 0 | 0 | 0 | 0
1977-02-02 | Feb | 2 | 21:00 | 28.04 | 210 | 1417.3229 | 85039.3728 | 0 | 0 | 0.041284 | 3.9118e-08 | 0.081371 | 0.013829 | 0.24 | 0.71648 | 0 | 0.70812 | 0.002049 | 0 | #DIV/0! | #DIV/0! | #DIV/0! | #DIV/0! | 0 | 0 | 0 | 0
1977-02-02 | Feb | 2 | 22:00 | 28.94 | 240 | 1515.7481 | 90944.8848 | 0 | 0 | 0.041368 | 3.9268e-08 | 0.081219 | 0.013852 | 0.24 | 0.71671 | 0 | 0.71065 | 0.0020452 | 0 | #DIV/0! | #DIV/0! | #DIV/0! | #DIV/0! | 0 | 0 | 0 | 0
1977-02-02 | Feb | 2 | 23:00 | 28.94 | 260 | 1417.3229 | 85039.3728 | 0 | 0 | 0.041368 | 3.9268e-08 | 0.081219 | 0.013852 | 0.24 | 0.71671 | 0 | 0.71065 | 0.0020452 | 0 | #DIV/0! | #DIV/0! | #DIV/0! | #DIV/0! | 0 | 0 | 0 | 0
1977-02-02 | Feb | 2 | 24:00 | 28.94 | 240 | 1515.7481 | 90944.8848 | 0 | 0 | 0.041368 | 3.9268e-08 | 0.081219 | 0.013852 | 0.24 | 0.71671 | 0 | 0.71065 | 0.0020452 | 0 | #DIV/0! | #DIV/0! | #DIV/0! | #DIV/0! | 0 | 0 | 0 | 0
1977-02-03 | Feb | 3 | 1:00 | 28.04 | 240 | 1122.0473 | 67322.8368 | 0 | 0 | 0.041284 | 3.9118e-08 | 0.081371 | 0.013829 | 0.24 | 0.71648 | 0 | 0.70812 | 0.002049 | 0 | #DIV/0! | #DIV/0! | #DIV/0! | #DIV/0! | 0 | 0 | 0 | 0
1977-02-03 | Feb | 3 | 2:00 | 28.94 | 230 | 1220.4725 | 73228.3488 | 0 | 0 | 0.041368 | 3.9268e-08 | 0.081219 | 0.013852 | 0.24 | 0.71671 | 0 | 0.71065 | 0.0020452 | 0 | #DIV/0! | #DIV/0! | #DIV/0! | #DIV/0! | 0 | 0 | 0 | 0
1977-02-03 | Feb | 3 | 3:00 | 28.94 | 250 | 1220.4725 | 73228.3488 | 0 | 0 | 0.041368 | 3.9268e-08 | 0.081219 | 0.013852 | 0.24 | 0.71671 | 0 | 0.71065 | 0.0020452 | 0 | #DIV/0! | #DIV/0! | #DIV/0! | #DIV/0! | 0 | 0 | 0 | 0
1977-02-03 | Feb | 3 | 4:00 | 28.94 | 250 | 1318.8977 | 79133.8608 | 0 | 0 | 0.041368 | 3.9268e-08 | 0.081219 | 0.013852 | 0.24 | 0.71671 | 0 | 0.71065 | 0.0020452 | 0 | #DIV/0! | #DIV/0! | #DIV/0! | #DIV/0! | 0 | 0 | 0 | 0
1977-02-03 | Feb | 3 | 5:00 | 28.04 | 250 | 1318.8977 | 79133.8608 | 0 | 0 | 0.041284 | 3.9118e-08 | 0.081371 | 0.013829 | 0.24 | 0.71648 | 0 | 0.70812 | 0.002049 | 0 | #DIV/0! | #DIV/0! | #DIV/0! | #DIV/0! | 0 | 0 | 0 | 0
1977-02-03 | Feb | 3 | 6:00 | 28.04 | 250 | 1417.3229 | 85039.3728 | 0 | 0 | 0.041284 | 3.9118e-08 | 0.081371 | 0.013829 | 0.24 | 0.71648 | 0 | 0.70812 | 0.002049 | 0 | #DIV/0! | #DIV/0! | #DIV/0! | #DIV/0! | 0 | 0 | 0 | 0
1977-02-03 | Feb | 3 | 7:00 | 28.94 | 260 | 1515.7481 | 90944.8848 | 0 | 0 | 0.041368 | 3.9268e-08 | 0.081219 | 0.013852 | 0.24 | 0.71671 | 0 | 0.71065 | 0.0020452 | 0 | #DIV/0! | #DIV/0! | #DIV/0! | #DIV/0! | 0 | 0 | 0 | 0
1977-02-03 | Feb | 3 | 8:00 | 28.94 | 260 | 1318.8977 | 79133.8608 | 0 | 0 | 0.041368 | 3.9268e-08 | 0.081219 | 0.013852 | 0.24 | 0.71671 | 0 | 0.71065 | 0.0020452 | 0 | #DIV/0! | #DIV/0! | #DIV/0! | #DIV/0! | 0 | 0 | 0 | 0
1977-02-03 | Feb | 3 | 9:00 | 28.04 | 240 | 1515.7481 | 90944.8848 | 0 | 0 | 0.041284 | 3.9118e-08 | 0.081371 | 0.013829 | 0.24 | 0.71648 | 0 | 0.70812 | 0.002049 | 0 | #DIV/0! | #DIV/0! | #DIV/0! | #DIV/0! | 0 | 0 | 0 | 0
1977-02-03 | Feb | 3 | 10:00 | 28.04 | 250 | 1614.1733 | 96850.3968 | 0 | 0 | 0.041284 | 3.9118e-08 | 0.081371 | 0.013829 | 0.24 | 0.71648 | 0 | 0.70812 | 0.002049 | 0 | #DIV/0! | #DIV/0! | #DIV/0! | #DIV/0! | 0 | 0 | 0 | 0
1977-02-03 | Feb | 3 | 11:00 | 28.04 | 250 | 1220.4725 | 73228.3488 | 0 | 0 | 0.041284 | 3.9118e-08 | 0.081371 | 0.013829 | 0.24 | 0.71648 | 0 | 0.70812 | 0.002049 | 0 | #DIV/0! | #DIV/0! | #DIV/0! | #DIV/0! | 0 | 0 | 0 | 0
1977-02-03 | Feb | 3 | 12:00 | 28.94 | 250 | 1515.7481 | 90944.8848 | 0 | 0 | 0.041368 | 3.9268e-08 | 0.081219 | 0.013852 | 0.24 | 0.71671 | 0 | 0.71065 | 0.0020452 | 0 | #DIV/0! | #DIV/0! | #DIV/0! | #DIV/0! | 0 | 0 | 0 | 0
1977-02-03 | Feb | 3 | 13:00 | 28.04 | 240 | 2125.9843 | 127559.0592 | 0 | 0 | 0.041284 | 3.9118e-08 | 0.081371 | 0.013829 | 0.24 | 0.71648 | 0 | 0.70812 | 0.002049 | 0 | #DIV/0! | #DIV/0! | #DIV/0! | #DIV/0! | 0 | 0 | 0 | 0
1977-02-03 | Feb | 3 | 14:00 | 28.94 | 240 | 1417.3229 | 85039.3728 | 0 | 0 | 0.041368 | 3.9268e-08 | 0.081219 | 0.013852 | 0.24 | 0.71671 | 0 | 0.71065 | 0.0020452 | 0 | #DIV/0! | #DIV/0! | #DIV/0! | #DIV/0! | 0 | 0 | 0 | 0
1977-02-03 | Feb | 3 | 15:00 | 28.94 | 250 | 1515.7481 | 90944.8848 | 0 | 0 | 0.041368 | 3.9268e-08 | 0.081219 | 0.013852 | 0.24 | 0.71671 | 0 | 0.71065 | 0.0020452 | 0 | #DIV/0! | #DIV/0! | #DIV/0! | #DIV/0! | 0 | 0 | 0 | 0
1977-02-03 | Feb | 3 | 16:00 | 30.02 | 250 | 1417.3229 | 85039.3728 | 0 | 0 | 0.041466 | 3.9447e-08 | 0.081037 | 0.013881 | 0.24 | 0.71697 | 0 | 0.71369 | 0.0020407 | 0 | #DIV/0! | #DIV/0! | #DIV/0! | #DIV/0! | 0 | 0 | 0 | 0
1977-02-03 | Feb | 3 | 17:00 | 30.92 | 260 | 1023.6221 | 61417.3248 | 0 | 0 | 0.041487 | 3.9547e-08 | 0.080891 | 0.013904 | 0.24 | 0.71612 | 0 | 0.71619 | 0.002037 | 0 | #DIV/0! | #DIV/0! | #DIV/0! | #DIV/0! | 0 | 0 | 0 | 0
1977-02-03 | Feb | 3 | 18:00 | 30.02 | 240 | 1122.0473 | 67322.8368 | 0 | 0 | 0.041466 | 3.9447e-08 | 0.081037 | 0.013881 | 0.24 | 0.71697 | 0 | 0.71369 | 0.0020407 | 0 | #DIV/0! | #DIV/0! | #DIV/0! | #DIV/0! | 0 | 0 | 0 | 0
1977-02-03 | Feb | 3 | 19:00 | 30.02 | 250 | 1318.8977 | 79133.8608 | 0 | 0 | 0.041466 | 3.9447e-08 | 0.081037 | 0.013881 | 0.24 | 0.71697 | 0 | 0.71369 | 0.0020407 | 0 | #DIV/0! | #DIV/0! | #DIV/0! | #DIV/0! | 0 | 0 | 0 | 0
1977-02-03 | Feb | 3 | 20:00 | 30.02 | 260 | 708.6614 | 42519.6864 | 0 | 0 | 0.041466 | 3.9447e-08 | 0.081037 | 0.013881 | 0.24 | 0.71697 | 0 | 0.71369 | 0.0020407 | 0 | #DIV/0! | #DIV/0! | #DIV/0! | #DIV/0! | 0 | 0 | 0 | 0
1977-02-03 | Feb | 3 | 21:00 | 30.02 | 250 | 708.6614 | 42519.6864 | 0 | 0 | 0.041466 | 3.9447e-08 | 0.081037 | 0.013881 | 0.24 | 0.71697 | 0 | 0.71369 | 0.0020407 | 0 | #DIV/0! | #DIV/0! | #DIV/0! | #DIV/0! | 0 | 0 | 0 | 0
1977-02-03 | Feb | 3 | 22:00 | 30.02 | 260 | 1023.6221 | 61417.3248 | 0 | 0 | 0.041466 | 3.9447e-08 | 0.081037 | 0.013881 | 0.24 | 0.71697 | 0 | 0.71369 | 0.0020407 | 0 | #DIV/0! | #DIV/0! | #DIV/0! | #DIV/0! | 0 | 0 | 0 | 0
1977-02-03 | Feb | 3 | 23:00 | 30.02 | 270 | 610.2362 | 36614.1744 | 0 | 0 | 0.041466 | 3.9447e-08 | 0.081037 | 0.013881 | 0.24 | 0.71697 | 0 | 0.71369 | 0.0020407 | 0 | #DIV/0! | #DIV/0! | #DIV/0! | #DIV/0! | 0 | 0 | 0 | 0
1977-02-03 | Feb | 3 | 24:00 | 30.02 | 250 | 610.2362 | 36614.1744 | 0 | 0 | 0.041466 | 3.9447e-08 | 0.081037 | 0.013881 | 0.24 | 0.71697 | 0 | 0.71369 | 0.0020407 | 0 | #DIV/0! | #DIV/0! | #DIV/0! | #DIV/0! | 0 | 0 | 0 | 0
1977-02-04 | Feb | 4 | 1:00 | 28.94 | 240 | 511.811 | 30708.6624 | 0 | 0 | 0.041368 | 3.9268e-08 | 0.081219 | 0.013852 | 0.24 | 0.71671 | 0 | 0.71065 | 0.0020452 | 0 | #DIV/0! | #DIV/0! | #DIV/0! | #DIV/0! | 0 | 0 | 0 | 0
1977-02-04 | Feb | 4 | 2:00 | 28.94 | 230 | 610.2362 | 36614.1744 | 0 | 0 | 0.041368 | 3.9268e-08 | 0.081219 | 0.013852 | 0.24 | 0.71671 | 0 | 0.71065 | 0.0020452 | 0 | #DIV/0! | #DIV/0! | #DIV/0! | #DIV/0! | 0 | 0 | 0 | 0
1977-02-04 | Feb | 4 | 3:00 | 28.94 | 220 | 610.2362 | 36614.1744 | 0 | 0 | 0.041368 | 3.9268e-08 | 0.081219 | 0.013852 | 0.24 | 0.71671 | 0 | 0.71065 | 0.0020452 | 0 | #DIV/0! | #DIV/0! | #DIV/0! | #DIV/0! | 0 | 0 | 0 | 0
1977-02-04 | Feb | 4 | 4:00 | 28.94 | 200 | 295.2756 | 17716.536 | 0 | 0 | 0.041368 | 3.9268e-08 | 0.081219 | 0.013852 | 0.24 | 0.71671 | 0 | 0.71065 | 0.0020452 | 0 | #DIV/0! | #DIV/0! | #DIV/0! | #DIV/0! | 0 | 0 | 0 | 0
1977-02-04 | Feb | 4 | 5:00 | 28.94 | 200 | 610.2362 | 36614.1744 | 0 | 0 | 0.041368 | 3.9268e-08 | 0.081219 | 0.013852 | 0.24 | 0.71671 | 0 | 0.71065 | 0.0020452 | 0 | #DIV/0! | #DIV/0! | #DIV/0! | #DIV/0! | 0 | 0 | 0 | 0
1977-02-04 | Feb | 4 | 6:00 | 28.94 | 190 | 511.811 | 30708.6624 | 0 | 0 | 0.041368 | 3.9268e-08 | 0.081219 | 0.013852 | 0.24 | 0.71671 | 0 | 0.71065 | 0.0020452 | 0 | #DIV/0! | #DIV/0! | #DIV/0! | #DIV/0! | 0 | 0 | 0 | 0
1977-02-04 | Feb | 4 | 7:00 | 28.94 | 160 | 413.3858 | 24803.1504 | 0 | 0 | 0.041368 | 3.9268e-08 | 0.081219 | 0.013852 | 0.24 | 0.71671 | 0 | 0.71065 | 0.0020452 | 0 | #DIV/0! | #DIV/0! | #DIV/0! | #DIV/0! | 0 | 0 | 0 | 0
1977-02-04 | Feb | 4 | 8:00 | 28.94 | 170 | 413.3858 | 24803.1504 | 0 | 0 | 0.041368 | 3.9268e-08 | 0.081219 | 0.013852 | 0.24 | 0.71671 | 0 | 0.71065 | 0.0020452 | 0 | #DIV/0! | #DIV/0! | #DIV/0! | #DIV/0! | 0 | 0 | 0 | 0
1977-02-04 | Feb | 4 | 9:00 | 28.94 | 160 | 295.2756 | 17716.536 | 0 | 0 | 0.041368 | 3.9268e-08 | 0.081219 | 0.013852 | 0.24 | 0.71671 | 0 | 0.71065 | 0.0020452 | 0 | #DIV/0! | #DIV/0! | #DIV/0! | #DIV/0! | 0 | 0 | 0 | 0
1977-02-04 | Feb | 4 | 10:00 | 30.02 | 300 | 295.2756 | 17716.536 | 0 | 0 | 0.041466 | 3.9447e-08 | 0.081037 | 0.013881 | 0.24 | 0.71697 | 0 | 0.71369 | 0.0020407 | 0 | #DIV/0! | #DIV/0! | #DIV/0! | #DIV/0! | 0 | 0 | 0 | 0
1977-02-04 | Feb | 4 | 11:00 | 30.02 | 340 | 905.5118 | 54330.7104 | 0 | 0 | 0.041466 | 3.9447e-08 | 0.081037 | 0.013881 | 0.24 | 0.71697 | 0 | 0.71369 | 0.0020407 | 0 | #DIV/0! | #DIV/0! | #DIV/0! | #DIV/0! | 0 | 0 | 0 | 0
1977-02-04 | Feb | 4 | 12:00 | 30.92 | 20 | 1515.7481 | 90944.8848 | 0 | 0 | 0.041487 | 3.9547e-08 | 0.080891 | 0.013904 | 0.24 | 0.71612 | 0 | 0.71619 | 0.002037 | 0 | #DIV/0! | #DIV/0! | #DIV/0! | #DIV/0! | 0 | 0 | 0 | 0
1977-02-04 | Feb | 4 | 13:00 | 30.92 | 10 | 1318.8977 | 79133.8608 | 0 | 0 | 0.041487 | 3.9547e-08 | 0.080891 | 0.013904 | 0.24 | 0.71612 | 0 | 0.71619 | 0.002037 | 0 | #DIV/0! | #DIV/0! | #DIV/0! | #DIV/0! | 0 | 0 | 0 | 0
1977-02-04 | Feb | 4 | 14:00 | 30.02 | 360 | 1614.1733 | 96850.3968 | 0 | 0 | 0.041466 | 3.9447e-08 | 0.081037 | 0.013881 | 0.24 | 0.71697 | 0 | 0.71369 | 0.0020407 | 0 | #DIV/0! | #DIV/0! | #DIV/0! | #DIV/0! | 0 | 0 | 0 | 0
1977-02-04 | Feb | 4 | 15:00 | 28.04 | 350 | 1515.7481 | 90944.8848 | 0 | 0 | 0.041284 | 3.9118e-08 | 0.081371 | 0.013829 | 0.24 | 0.71648 | 0 | 0.70812 | 0.002049 | 0 | #DIV/0! | #DIV/0! | #DIV/0! | #DIV/0! | 0 | 0 | 0 | 0
1977-02-04 | Feb | 4 | 16:00 | 26.06 | 350 | 1614.1733 | 96850.3968 | 0 | 0 | 0.041101 | 3.8788e-08 | 0.081706 | 0.013778 | 0.24 | 0.71596 | 0 | 0.7026 | 0.0020574 | 0 | #DIV/0! | #DIV/0! | #DIV/0! | #DIV/0! | 0 | 0 | 0 | 0
1977-02-04 | Feb | 4 | 17:00 | 23 | 330 | 1830.7087 | 109842.5232 | 0 | 0 | 0.040817 | 3.8278e-08 | 0.082223 | 0.013698 | 0.24 | 0.71515 | 0 | 0.69415 | 0.0020704 | 0 | #DIV/0! | #DIV/0! | #DIV/0! | #DIV/0! | 0 | 0 | 0 | 0
1977-02-04 | Feb | 4 | 18:00 | 21.92 | 350 | 1515.7481 | 90944.8848 | 0 | 0 | 0.040717 | 3.8098e-08 | 0.082406 | 0.01367 | 0.24 | 0.71486 | 0 | 0.69119 | 0.002075 | 0 | #DIV/0! | #DIV/0! | #DIV/0! | #DIV/0! | 0 | 0 | 0 | 0
1977-02-04 | Feb | 4 | 19:00 | 19.94 | 320 | 1220.4725 | 73228.3488 | 0 | 0 | 0.040535 | 3.7769e-08 | 0.082741 | 0.013618 | 0.24 | 0.71436 | 0 | 0.6858 | 0.0020836 | 0 | #DIV/0! | #DIV/0! | #DIV/0! | #DIV/0! | 0 | 0 | 0 | 0
1977-02-04 | Feb | 4 | 20:00 | 21.02 | 320 | 1417.3229 | 85039.3728 | 0 | 0 | 0.040634 | 3.7948e-08 | 0.082558 | 0.013647 | 0.24 | 0.71462 | 0 | 0.68874 | 0.0020789 | 0 | #DIV/0! | #DIV/0! | #DIV/0! | #DIV/0! | 0 | 0 | 0 | 0
1977-02-04 | Feb | 4 | 21:00 | 19.04 | 320 | 1220.4725 | 73228.3488 | 0 | 0 | 0.040473 | 3.7644e-08 | 0.082899 | 0.013595 | 0.24 | 0.71448 | 0 | 0.68331 | 0.0020875 | 0 | #DIV/0! | #DIV/0! | #DIV/0! | #DIV/0! | 0 | 0 | 0 | 0
1977-02-04 | Feb | 4 | 22:00 | 17.06 | 320 | 1023.6221 | 61417.3248 | 0 | 0 | 0.040335 | 3.7369e-08 | 0.083247 | 0.013544 | 0.24 | 0.71476 | 0 | 0.67788 | 0.0020962 | 0 | #DIV/0! | #DIV/0! | #DIV/0! | #DIV/0! | 0 | 0 | 0 | 0
1977-02-04 | Feb | 4 | 23:00 | 14 | 310 | 905.5118 | 54330.7104 | 0 | 0 | 0.040122 | 3.6944e-08 | 0.083786 | 0.013464 | 0.24 | 0.71519 | 0 | 0.66956 | 0.0021097 | 0 | #DIV/0! | #DIV/0! | #DIV/0! | #DIV/0! | 0 | 0 | 0 | 0
1977-02-04 | Feb | 4 | 24:00 | 12.02 | 320 | 1023.6221 | 61417.3248 | 0 | 0 | 0.039985 | 3.6669e-08 | 0.084134 | 0.013413 | 0.24 | 0.71547 | 0 | 0.66424 | 0.0021186 | 0 | #DIV/0! | #DIV/0! | #DIV/0! | #DIV/0! | 0 | 0 | 0 | 0
1977-02-05 | Feb | 5 | 1:00 | 10.94 | 300 | 1023.6221 | 61417.3248 | 0 | 0 | 0.03991 | 3.6519e-08 | 0.084325 | 0.013384 | 0.24 | 0.71563 | 0 | 0.66136 | 0.0021234 | 0 | #DIV/0! | #DIV/0! | #DIV/0! | #DIV/0! | 0 | 0 | 0 | 0
1977-02-05 | Feb | 5 | 2:00 | 8.96 | 300 | 807.0866 | 48425.1984 | 0 | 0 | 0.039772 | 3.6244e-08 | 0.084681 | 0.013333 | 0.24 | 0.71592 | 0 | 0.65604 | 0.0021324 | 0 | #DIV/0! | #DIV/0! | #DIV/0! | #DIV/0! | 0 | 0 | 0 | 0
1977-02-05 | Feb | 5 | 3:00 | 6.08 | 290 | 807.0866 | 48425.1984 | 0 | 0 | 0.039572 | 3.5844e-08 | 0.085211 | 0.013258 | 0.24 | 0.71634 | 0 | 0.64829 | 0.0021456 | 0 | #DIV/0! | #DIV/0! | #DIV/0! | #DIV/0! | 0 | 0 | 0 | 0
1977-02-05 | Feb | 5 | 4:00 | 3.02 | 290 | 905.5118 | 54330.7104 | 0 | 0 | 0.039359 | 3.5419e-08 | 0.085774 | 0.013179 | 0.24 | 0.71679 | 0 | 0.64017 | 0.0021597 | 0 | #DIV/0! | #DIV/0! | #DIV/0! | #DIV/0! | 0 | 0 | 0 | 0
1977-02-05 | Feb | 5 | 5:00 | 1.94 | 290 | 905.5118 | 54330.7104 | 0 | 0 | 0.039284 | 3.5269e-08 | 0.085973 | 0.01315 | 0.24 | 0.71695 | 0 | 0.63733 | 0.0021648 | 0 | #DIV/0! | #DIV/0! | #DIV/0! | #DIV/0! | 0 | 0 | 0 | 0
1977-02-05 | Feb | 5 | 6:00 | 3.92 | 280 | 905.5118 | 54330.7104 | 0 | 0 | 0.039422 | 3.5544e-08 | 0.085609 | 0.013202 | 0.24 | 0.71665 | 0 | 0.64255 | 0.0021555 | 0 | #DIV/0! | #DIV/0! | #DIV/0! | #DIV/0! | 0 | 0 | 0 | 0
1977-02-05 | Feb | 5 | 7:00 | 3.92 | 280 | 807.0866 | 48425.1984 | 0 | 0 | 0.039422 | 3.5544e-08 | 0.085609 | 0.013202 | 0.24 | 0.71665 | 0 | 0.64255 | 0.0021555 | 0 | #DIV/0! | #DIV/0! | #DIV/0! | #DIV/0! | 0 | 0 | 0 | 0
1977-02-05 | Feb | 5 | 8:00 | 3.02 | 290 | 905.5118 | 54330.7104 | 0 | 0 | 0.039359 | 3.5419e-08 | 0.085774 | 0.013179 | 0.24 | 0.71679 | 0 | 0.64017 | 0.0021597 | 0 | #DIV/0! | #DIV/0! | #DIV/0! | #DIV/0! | 0 | 0 | 0 | 0
1977-02-05 | Feb | 5 | 9:00 | 6.08 | 300 | 1023.6221 | 61417.3248 | 0 | 0 | 0.039572 | 3.5844e-08 | 0.085211 | 0.013258 | 0.24 | 0.71634 | 0 | 0.64829 | 0.0021456 | 0 | #DIV/0! | #DIV/0! | #DIV/0! | #DIV/0! | 0 | 0 | 0 | 0
1977-02-05 | Feb | 5 | 10:00 | 6.08 | 320 | 1220.4725 | 73228.3488 | 0 | 0 | 0.039572 | 3.5844e-08 | 0.085211 | 0.013258 | 0.24 | 0.71634 | 0 | 0.64829 | 0.0021456 | 0 | #DIV/0! | #DIV/0! | #DIV/0! | #DIV/0! | 0 | 0 | 0 | 0
1977-02-05 | Feb | 5 | 11:00 | 8.06 | 290 | 1417.3229 | 85039.3728 | 0 | 0 | 0.039709 | 3.6119e-08 | 0.084847 | 0.01331 | 0.24 | 0.71605 | 0 | 0.65361 | 0.0021365 | 0 | #DIV/0! | #DIV/0! | #DIV/0! | #DIV/0! | 0 | 0 | 0 | 0
1977-02-05 | Feb | 5 | 12:00 | 8.96 | 320 | 1515.7481 | 90944.8848 | 0 | 0 | 0.039772 | 3.6244e-08 | 0.084681 | 0.013333 | 0.24 | 0.71592 | 0 | 0.65604 | 0.0021324 | 0 | #DIV/0! | #DIV/0! | #DIV/0! | #DIV/0! | 0 | 0 | 0 | 0
1977-02-05 | Feb | 5 | 13:00 | 10.04 | 310 | 1023.6221 | 61417.3248 | 0 | 0 | 0.039847 | 3.6394e-08 | 0.084483 | 0.013361 | 0.24 | 0.71576 | 0 | 0.65896 | 0.0021275 | 0 | #DIV/0! | #DIV/0! | #DIV/0! | #DIV/0! | 0 | 0 | 0 | 0
1977-02-05 | Feb | 5 | 14:00 | 10.04 | 310 | 1023.6221 | 61417.3248 | 0 | 0 | 0.039847 | 3.6394e-08 | 0.084483 | 0.013361 | 0.24 | 0.71576 | 0 | 0.65896 | 0.0021275 | 0 | #DIV/0! | #DIV/0! | #DIV/0! | #DIV/0! | 0 | 0 | 0 | 0
1977-02-05 | Feb | 5 | 15:00 | 8.96 | 290 | 1023.6221 | 61417.3248 | 0 | 0 | 0.039772 | 3.6244e-08 | 0.084681 | 0.013333 | 0.24 | 0.71592 | 0 | 0.65604 | 0.0021324 | 0 | #DIV/0! | #DIV/0! | #DIV/0! | #DIV/0! | 0 | 0 | 0 | 0
1977-02-05 | Feb | 5 | 16:00 | 8.96 | 290 | 1122.0473 | 67322.8368 | 0 | 0 | 0.039772 | 3.6244e-08 | 0.084681 | 0.013333 | 0.24 | 0.71592 | 0 | 0.65604 | 0.0021324 | 0 | #DIV/0! | #DIV/0! | #DIV/0! | #DIV/0! | 0 | 0 | 0 | 0
1977-02-05 | Feb | 5 | 17:00 | 6.98 | 300 | 708.6614 | 42519.6864 | 0 | 0 | 0.039634 | 3.5969e-08 | 0.085046 | 0.013281 | 0.24 | 0.7162 | 0 | 0.6507 | 0.0021414 | 0 | #DIV/0! | #DIV/0! | #DIV/0! | #DIV/0! | 0 | 0 | 0 | 0
1977-02-05 | Feb | 5 | 18:00 | 5 | 290 | 511.811 | 30708.6624 | 0 | 0 | 0.039497 | 3.5694e-08 | 0.08541 | 0.01323 | 0.24 | 0.7165 | 0 | 0.64542 | 0.0021505 | 0 | #DIV/0! | #DIV/0! | #DIV/0! | #DIV/0! | 0 | 0 | 0 | 0
1977-02-05 | Feb | 5 | 19:00 | -0.04 | 260 | 708.6614 | 42519.6864 | 0 | 0 | 0.039148 | 3.4996e-08 | 0.086338 | 0.013099 | 0.24 | 0.71728 | 0 | 0.63216 | 0.0021741 | 0 | #DIV/0! | #DIV/0! | #DIV/0! | #DIV/0! | #DIV/0! | #DIV/0! | #DIV/0! | #DIV/0!
1977-02-05 | Feb | 5 | 20:00 | -0.04 | 300 | 511.811 | 30708.6624 | 0 | 0 | 0.039148 | 3.4996e-08 | 0.086338 | 0.013099 | 0.24 | 0.71728 | 0 | 0.63216 | 0.0021741 | 0 | #DIV/0! | #DIV/0! | #DIV/0! | #DIV/0! | #DIV/0! | #DIV/0! | #DIV/0! | #DIV/0!
1977-02-05 | Feb | 5 | 21:00 | -0.94 | 270 | 708.6614 | 42519.6864 | 0 | 0 | 0.039128 | 3.4909e-08 | 0.086515 | 0.013075 | 0.23999 | 0.7182 | 0 | 0.62972 | 0.0021784 | 0 | #DIV/0! | #DIV/0! | #DIV/0! | #DIV/0! | #DIV/0! | #DIV/0! | #DIV/0! | #DIV/0!
1977-02-05 | Feb | 5 | 22:00 | 1.94 | 280 | 610.2362 | 36614.1744 | 0 | 0 | 0.039284 | 3.5269e-08 | 0.085973 | 0.01315 | 0.24 | 0.71695 | 0 | 0.63733 | 0.0021648 | 0 | #DIV/0! | #DIV/0! | #DIV/0! | #DIV/0! | 0 | 0 | 0 | 0
1977-02-05 | Feb | 5 | 23:00 | -0.94 | 290 | 413.3858 | 24803.1504 | 0 | 0 | 0.039128 | 3.4909e-08 | 0.086515 | 0.013075 | 0.23999 | 0.7182 | 0 | 0.62972 | 0.0021784 | 0 | #DIV/0! | #DIV/0! | #DIV/0! | #DIV/0! | #DIV/0! | #DIV/0! | #DIV/0! | #DIV/0!
1977-02-05 | Feb | 5 | 24:00 | -2.92 | 280 | 610.2362 | 36614.1744 | 0 | 0 | 0.039082 | 3.4716e-08 | 0.086904 | 0.013021 | 0.23997 | 0.72025 | 0 | 0.62439 | 0.0021878 | 0 | #DIV/0! | #DIV/0! | #DIV/0! | #DIV/0! | #DIV/0! | #DIV/0! | #DIV/0! | #DIV/0!
1977-02-06 | Feb | 6 | 1:00 | -2.92 | 280 | 610.2362 | 36614.1744 | 0 | 0 | 0.039082 | 3.4716e-08 | 0.086904 | 0.013021 | 0.23997 | 0.72025 | 0 | 0.62439 | 0.0021878 | 0 | #DIV/0! | #DIV/0! | #DIV/0! | #DIV/0! | #DIV/0! | #DIV/0! | #DIV/0! | #DIV/0!
1977-02-06 | Feb | 6 | 2:00 | -2.92 | 270 | 413.3858 | 24803.1504 | 0 | 0 | 0.039082 | 3.4716e-08 | 0.086904 | 0.013021 | 0.23997 | 0.72025 | 0 | 0.62439 | 0.0021878 | 0 | #DIV/0! | #DIV/0! | #DIV/0! | #DIV/0! | #DIV/0! | #DIV/0! | #DIV/0! | #DIV/0!
1977-02-06 | Feb | 6 | 3:00 | -5.98 | 270 | 511.811 | 30708.6624 | 0 | 0 | 0.039011 | 3.4419e-08 | 0.087505 | 0.012939 | 0.23994 | 0.72344 | 0 | 0.61624 | 0.0022025 | 0 | #DIV/0! | #DIV/0! | #DIV/0! | #DIV/0! | #DIV/0! | #DIV/0! | #DIV/0! | #DIV/0!
1977-02-06 | Feb | 6 | 4:00 | -5.98 | 270 | 610.2362 | 36614.1744 | 0 | 0 | 0.039011 | 3.4419e-08 | 0.087505 | 0.012939 | 0.23994 | 0.72344 | 0 | 0.61624 | 0.0022025 | 0 | #DIV/0! | #DIV/0! | #DIV/0! | #DIV/0! | #DIV/0! | #DIV/0! | #DIV/0! | #DIV/0!
1977-02-06 | Feb | 6 | 5:00 | -7.06 | 280 | 610.2362 | 36614.1744 | 0 | 0 | 0.038986 | 3.4314e-08 | 0.087717 | 0.012909 | 0.23993 | 0.72458 | 0 | 0.61339 | 0.0022078 | 0 | #DIV/0! | #DIV/0! | #DIV/0! | #DIV/0! | #DIV/0! | #DIV/0! | #DIV/0! | #DIV/0!
1977-02-06 | Feb | 6 | 6:00 | -5.98 | 270 | 610.2362 | 36614.1744 | 0 | 0 | 0.039011 | 3.4419e-08 | 0.087505 | 0.012939 | 0.23994 | 0.72344 | 0 | 0.61624 | 0.0022025 | 0 | #DIV/0! | #DIV/0! | #DIV/0! | #DIV/0! | #DIV/0! | #DIV/0! | #DIV/0! | #DIV/0!
1977-02-06 | Feb | 6 | 7:00 | -5.98 | 280 | 610.2362 | 36614.1744 | 0 | 0 | 0.039011 | 3.4419e-08 | 0.087505 | 0.012939 | 0.23994 | 0.72344 | 0 | 0.61624 | 0.0022025 | 0 | #DIV/0! | #DIV/0! | #DIV/0! | #DIV/0! | #DIV/0! | #DIV/0! | #DIV/0! | #DIV/0!
1977-02-06 | Feb | 6 | 8:00 | -5.98 | 270 | 413.3858 | 24803.1504 | 0 | 0 | 0.039011 | 3.4419e-08 | 0.087505 | 0.012939 | 0.23994 | 0.72344 | 0 | 0.61624 | 0.0022025 | 0 | #DIV/0! | #DIV/0! | #DIV/0! | #DIV/0! | #DIV/0! | #DIV/0! | #DIV/0! | #DIV/0!
1977-02-06 | Feb | 6 | 9:00 | -0.94 | 290 | 610.2362 | 36614.1744 | 0 | 0 | 0.039128 | 3.4909e-08 | 0.086515 | 0.013075 | 0.23999 | 0.7182 | 0 | 0.62972 | 0.0021784 | 0 | #DIV/0! | #DIV/0! | #DIV/0! | #DIV/0! | #DIV/0! | #DIV/0! | #DIV/0! | #DIV/0!
1977-02-06 | Feb | 6 | 10:00 | 3.92 | 270 | 708.6614 | 42519.6864 | 0 | 0 | 0.039422 | 3.5544e-08 | 0.085609 | 0.013202 | 0.24 | 0.71665 | 0 | 0.64255 | 0.0021555 | 0 | #DIV/0! | #DIV/0! | #DIV/0! | #DIV/0! | 0 | 0 | 0 | 0
1977-02-06 | Feb | 6 | 11:00 | 6.98 | 260 | 610.2362 | 36614.1744 | 0 | 0 | 0.039634 | 3.5969e-08 | 0.085046 | 0.013281 | 0.24 | 0.7162 | 0 | 0.6507 | 0.0021414 | 0 | #DIV/0! | #DIV/0! | #DIV/0! | #DIV/0! | 0 | 0 | 0 | 0
1977-02-06 | Feb | 6 | 12:00 | 10.04 | 280 | 905.5118 | 54330.7104 | 0 | 0 | 0.039847 | 3.6394e-08 | 0.084483 | 0.013361 | 0.24 | 0.71576 | 0 | 0.65896 | 0.0021275 | 0 | #DIV/0! | #DIV/0! | #DIV/0! | #DIV/0! | 0 | 0 | 0 | 0
1977-02-06 | Feb | 6 | 13:00 | 12.92 | 300 | 807.0866 | 48425.1984 | 0 | 0 | 0.040047 | 3.6794e-08 | 0.083976 | 0.013436 | 0.24 | 0.71535 | 0 | 0.66665 | 0.0021145 | 0 | #DIV/0! | #DIV/0! | #DIV/0! | #DIV/0! | 0 | 0 | 0 | 0
1977-02-06 | Feb | 6 | 14:00 | 15.08 | 340 | 1023.6221 | 61417.3248 | 0 | 0 | 0.040197 | 3.7094e-08 | 0.083596 | 0.013492 | 0.24 | 0.71504 | 0 | 0.67248 | 0.0021049 | 0 | #DIV/0! | #DIV/0! | #DIV/0! | #DIV/0! | 0 | 0 | 0 | 0
1977-02-06 | Feb | 6 | 15:00 | 14 | 290 | 807.0866 | 48425.1984 | 0 | 0 | 0.040122 | 3.6944e-08 | 0.083786 | 0.013464 | 0.24 | 0.71519 | 0 | 0.66956 | 0.0021097 | 0 | #DIV/0! | #DIV/0! | #DIV/0! | #DIV/0! | 0 | 0 | 0 | 0
1977-02-06 | Feb | 6 | 16:00 | 12.92 | 280 | 1023.6221 | 61417.3248 | 0 | 0 | 0.040047 | 3.6794e-08 | 0.083976 | 0.013436 | 0.24 | 0.71535 | 0 | 0.66665 | 0.0021145 | 0 | #DIV/0! | #DIV/0! | #DIV/0! | #DIV/0! | 0 | 0 | 0 | 0
1977-02-06 | Feb | 6 | 17:00 | 10.04 | 290 | 1122.0473 | 67322.8368 | 0 | 0 | 0.039847 | 3.6394e-08 | 0.084483 | 0.013361 | 0.24 | 0.71576 | 0 | 0.65896 | 0.0021275 | 0 | #DIV/0! | #DIV/0! | #DIV/0! | #DIV/0! | 0 | 0 | 0 | 0
1977-02-06 | Feb | 6 | 18:00 | 6.98 | 280 | 708.6614 | 42519.6864 | 0 | 0 | 0.039634 | 3.5969e-08 | 0.085046 | 0.013281 | 0.24 | 0.7162 | 0 | 0.6507 | 0.0021414 | 0 | #DIV/0! | #DIV/0! | #DIV/0! | #DIV/0! | 0 | 0 | 0 | 0
1977-02-06 | Feb | 6 | 19:00 | 3.92 | 260 | 610.2362 | 36614.1744 | 0 | 0 | 0.039422 | 3.5544e-08 | 0.085609 | 0.013202 | 0.24 | 0.71665 | 0 | 0.64255 | 0.0021555 | 0 | #DIV/0! | #DIV/0! | #DIV/0! | #DIV/0! | 0 | 0 | 0 | 0
1977-02-06 | Feb | 6 | 20:00 | 3.02 | 270 | 610.2362 | 36614.1744 | 0 | 0 | 0.039359 | 3.5419e-08 | 0.085774 | 0.013179 | 0.24 | 0.71679 | 0 | 0.64017 | 0.0021597 | 0 | #DIV/0! | #DIV/0! | #DIV/0! | #DIV/0! | 0 | 0 | 0 | 0
1977-02-06 | Feb | 6 | 21:00 | -2.92 | 260 | 511.811 | 30708.6624 | 0 | 0 | 0.039082 | 3.4716e-08 | 0.086904 | 0.013021 | 0.23997 | 0.72025 | 0 | 0.62439 | 0.0021878 | 0 | #DIV/0! | #DIV/0! | #DIV/0! | #DIV/0! | #DIV/0! | #DIV/0! | #DIV/0! | #DIV/0!
1977-02-06 | Feb | 6 | 22:00 | -0.94 | 260 | 511.811 | 30708.6624 | 0 | 0 | 0.039128 | 3.4909e-08 | 0.086515 | 0.013075 | 0.23999 | 0.7182 | 0 | 0.62972 | 0.0021784 | 0 | #DIV/0! | #DIV/0! | #DIV/0! | #DIV/0! | #DIV/0! | #DIV/0! | #DIV/0! | #DIV/0!
1977-02-06 | Feb | 6 | 23:00 | -2.92 | 260 | 511.811 | 30708.6624 | 0 | 0 | 0.039082 | 3.4716e-08 | 0.086904 | 0.013021 | 0.23997 | 0.72025 | 0 | 0.62439 | 0.0021878 | 0 | #DIV/0! | #DIV/0! | #DIV/0! | #DIV/0! | #DIV/0! | #DIV/0! | #DIV/0! | #DIV/0!
1977-02-06 | Feb | 6 | 24:00 | -5.98 | 240 | 295.2756 | 17716.536 | 0 | 0 | 0.039011 | 3.4419e-08 | 0.087505 | 0.012939 | 0.23994 | 0.72344 | 0 | 0.61624 | 0.0022025 | 0 | #DIV/0! | #DIV/0! | #DIV/0! | #DIV/0! | #DIV/0! | #DIV/0! | #DIV/0! | #DIV/0!
1977-02-07 | Feb | 7 | 1:00 | -4 | 260 | 295.2756 | 17716.536 | 0 | 0 | 0.039057 | 3.4611e-08 | 0.087116 | 0.012992 | 0.23996 | 0.72137 | 0 | 0.6215 | 0.002193 | 0 | #DIV/0! | #DIV/0! | #DIV/0! | #DIV/0! | #DIV/0! | #DIV/0! | #DIV/0! | #DIV/0!
1977-02-07 | Feb | 7 | 2:00 | -5.08 | 270 | 610.2362 | 36614.1744 | 0 | 0 | 0.039032 | 3.4506e-08 | 0.087328 | 0.012963 | 0.23995 | 0.7225 | 0 | 0.61862 | 0.0021982 | 0 | #DIV/0! | #DIV/0! | #DIV/0! | #DIV/0! | #DIV/0! | #DIV/0! | #DIV/0! | #DIV/0!
1977-02-07 | Feb | 7 | 3:00 | -4 | 260 | 511.811 | 30708.6624 | 0 | 0 | 0.039057 | 3.4611e-08 | 0.087116 | 0.012992 | 0.23996 | 0.72137 | 0 | 0.6215 | 0.002193 | 0 | #DIV/0! | #DIV/0! | #DIV/0! | #DIV/0! | #DIV/0! | #DIV/0! | #DIV/0! | #DIV/0!
1977-02-07 | Feb | 7 | 4:00 | -4 | 260 | 413.3858 | 24803.1504 | 0 | 0 | 0.039057 | 3.4611e-08 | 0.087116 | 0.012992 | 0.23996 | 0.72137 | 0 | 0.6215 | 0.002193 | 0 | #DIV/0! | #DIV/0! | #DIV/0! | #DIV/0! | #DIV/0! | #DIV/0! | #DIV/0! | #DIV/0!
1977-02-07 | Feb | 7 | 5:00 | -4 | 270 | 413.3858 | 24803.1504 | 0 | 0 | 0.039057 | 3.4611e-08 | 0.087116 | 0.012992 | 0.23996 | 0.72137 | 0 | 0.6215 | 0.002193 | 0 | #DIV/0! | #DIV/0! | #DIV/0! | #DIV/0! | #DIV/0! | #DIV/0! | #DIV/0! | #DIV/0!
1977-02-07 | Feb | 7 | 6:00 | -2.92 | 0 | 0 | 0 | 0 | 0 | 0.039082 | 3.4716e-08 | 0.086904 | 0.013021 | 0.23997 | 0.72025 | 0 | 0.62439 | 0.0021878 | 0 | #DIV/0! | #DIV/0! | #DIV/0! | #DIV/0! | #DIV/0! | #DIV/0! | #DIV/0! | #DIV/0!
1977-02-07 | Feb | 7 | 7:00 | -7.06 | 250 | 295.2756 | 17716.536 | 0 | 0 | 0.038986 | 3.4314e-08 | 0.087717 | 0.012909 | 0.23993 | 0.72458 | 0 | 0.61339 | 0.0022078 | 0 | #DIV/0! | #DIV/0! | #DIV/0! | #DIV/0! | #DIV/0! | #DIV/0! | #DIV/0! | #DIV/0!
1977-02-07 | Feb | 7 | 8:00 | -4 | 260 | 511.811 | 30708.6624 | 0 | 0 | 0.039057 | 3.4611e-08 | 0.087116 | 0.012992 | 0.23996 | 0.72137 | 0 | 0.6215 | 0.002193 | 0 | #DIV/0! | #DIV/0! | #DIV/0! | #DIV/0! | #DIV/0! | #DIV/0! | #DIV/0! | #DIV/0!
1977-02-07 | Feb | 7 | 9:00 | 1.04 | 270 | 295.2756 | 17716.536 | 0 | 0 | 0.039222 | 3.5144e-08 | 0.086139 | 0.013127 | 0.24 | 0.71708 | 0 | 0.63498 | 0.002169 | 0 | #DIV/0! | #DIV/0! | #DIV/0! | #DIV/0! | 0 | 0 | 0 | 0
1977-02-07 | Feb | 7 | 10:00 | 6.08 | 310 | 295.2756 | 17716.536 | 0 | 0 | 0.039572 | 3.5844e-08 | 0.085211 | 0.013258 | 0.24 | 0.71634 | 0 | 0.64829 | 0.0021456 | 0 | #DIV/0! | #DIV/0! | #DIV/0! | #DIV/0! | 0 | 0 | 0 | 0
1977-02-07 | Feb | 7 | 11:00 | 8.96 | 280 | 295.2756 | 17716.536 | 0 | 0 | 0.039772 | 3.6244e-08 | 0.084681 | 0.013333 | 0.24 | 0.71592 | 0 | 0.65604 | 0.0021324 | 0 | #DIV/0! | #DIV/0! | #DIV/0! | #DIV/0! | 0 | 0 | 0 | 0
1977-02-07 | Feb | 7 | 12:00 | 14 | 240 | 610.2362 | 36614.1744 | 0 | 0 | 0.040122 | 3.6944e-08 | 0.083786 | 0.013464 | 0.24 | 0.71519 | 0 | 0.66956 | 0.0021097 | 0 | #DIV/0! | #DIV/0! | #DIV/0! | #DIV/0! | 0 | 0 | 0 | 0
1977-02-07 | Feb | 7 | 13:00 | 15.08 | 270 | 708.6614 | 42519.6864 | 0 | 0 | 0.040197 | 3.7094e-08 | 0.083596 | 0.013492 | 0.24 | 0.71504 | 0 | 0.67248 | 0.0021049 | 0 | #DIV/0! | #DIV/0! | #DIV/0! | #DIV/0! | 0 | 0 | 0 | 0
1977-02-07 | Feb | 7 | 14:00 | 15.98 | 270 | 708.6614 | 42519.6864 | 0 | 0 | 0.04026 | 3.7219e-08 | 0.083438 | 0.013515 | 0.24 | 0.71491 | 0 | 0.67493 | 0.0021009 | 0 | #DIV/0! | #DIV/0! | #DIV/0! | #DIV/0! | 0 | 0 | 0 | 0
1977-02-07 | Feb | 7 | 15:00 | 15.98 | 230 | 708.6614 | 42519.6864 | 0 | 0 | 0.04026 | 3.7219e-08 | 0.083438 | 0.013515 | 0.24 | 0.71491 | 0 | 0.67493 | 0.0021009 | 0 | #DIV/0! | #DIV/0! | #DIV/0! | #DIV/0! | 0 | 0 | 0 | 0
1977-02-07 | Feb | 7 | 16:00 | 15.08 | 230 | 807.0866 | 48425.1984 | 0 | 0 | 0.040197 | 3.7094e-08 | 0.083596 | 0.013492 | 0.24 | 0.71504 | 0 | 0.67248 | 0.0021049 | 0 | #DIV/0! | #DIV/0! | #DIV/0! | #DIV/0! | 0 | 0 | 0 | 0
1977-02-07 | Feb | 7 | 17:00 | 12.02 | 240 | 708.6614 | 42519.6864 | 0 | 0 | 0.039985 | 3.6669e-08 | 0.084134 | 0.013413 | 0.24 | 0.71547 | 0 | 0.66424 | 0.0021186 | 0 | #DIV/0! | #DIV/0! | #DIV/0! | #DIV/0! | 0 | 0 | 0 | 0
1977-02-07 | Feb | 7 | 18:00 | 8.96 | 240 | 610.2362 | 36614.1744 | 0 | 0 | 0.039772 | 3.6244e-08 | 0.084681 | 0.013333 | 0.24 | 0.71592 | 0 | 0.65604 | 0.0021324 | 0 | #DIV/0! | #DIV/0! | #DIV/0! | #DIV/0! | 0 | 0 | 0 | 0
1977-02-07 | Feb | 7 | 19:00 | 8.06 | 190 | 708.6614 | 42519.6864 | 0 | 0 | 0.039709 | 3.6119e-08 | 0.084847 | 0.01331 | 0.24 | 0.71605 | 0 | 0.65361 | 0.0021365 | 0 | #DIV/0! | #DIV/0! | #DIV/0! | #DIV/0! | 0 | 0 | 0 | 0
1977-02-07 | Feb | 7 | 20:00 | 10.04 | 220 | 610.2362 | 36614.1744 | 0 | 0 | 0.039847 | 3.6394e-08 | 0.084483 | 0.013361 | 0.24 | 0.71576 | 0 | 0.65896 | 0.0021275 | 0 | #DIV/0! | #DIV/0! | #DIV/0! | #DIV/0! | 0 | 0 | 0 | 0
1977-02-07 | Feb | 7 | 21:00 | 10.94 | 220 | 708.6614 | 42519.6864 | 0 | 0 | 0.03991 | 3.6519e-08 | 0.084325 | 0.013384 | 0.24 | 0.71563 | 0 | 0.66136 | 0.0021234 | 0 | #DIV/0! | #DIV/0! | #DIV/0! | #DIV/0! | 0 | 0 | 0 | 0
1977-02-07 | Feb | 7 | 22:00 | 10.94 | 200 | 610.2362 | 36614.1744 | 0 | 0 | 0.03991 | 3.6519e-08 | 0.084325 | 0.013384 | 0.24 | 0.71563 | 0 | 0.66136 | 0.0021234 | 0 | #DIV/0! | #DIV/0! | #DIV/0! | #DIV/0! | 0 | 0 | 0 | 0
1977-02-07 | Feb | 7 | 23:00 | 12.02 | 210 | 708.6614 | 42519.6864 | 0 | 0 | 0.039985 | 3.6669e-08 | 0.084134 | 0.013413 | 0.24 | 0.71547 | 0 | 0.66424 | 0.0021186 | 0 | #DIV/0! | #DIV/0! | #DIV/0! | #DIV/0! | 0 | 0 | 0 | 0
1977-02-07 | Feb | 7 | 24:00 | 12.92 | 190 | 610.2362 | 36614.1744 | 0 | 0 | 0.040047 | 3.6794e-08 | 0.083976 | 0.013436 | 0.24 | 0.71535 | 0 | 0.66665 | 0.0021145 | 0 | #DIV/0! | #DIV/0! | #DIV/0! | #DIV/0! | 0 | 0 | 0 | 0
1977-02-08 | Feb | 8 | 1:00 | 12.92 | 220 | 807.0866 | 48425.1984 | 0 | 0 | 0.040047 | 3.6794e-08 | 0.083976 | 0.013436 | 0.24 | 0.71535 | 0 | 0.66665 | 0.0021145 | 0 | #DIV/0! | #DIV/0! | #DIV/0! | #DIV/0! | 0 | 0 | 0 | 0
1977-02-08 | Feb | 8 | 2:00 | 12.92 | 220 | 610.2362 | 36614.1744 | 0 | 0 | 0.040047 | 3.6794e-08 | 0.083976 | 0.013436 | 0.24 | 0.71535 | 0 | 0.66665 | 0.0021145 | 0 | #DIV/0! | #DIV/0! | #DIV/0! | #DIV/0! | 0 | 0 | 0 | 0
1977-02-08 | Feb | 8 | 3:00 | 12.92 | 200 | 511.811 | 30708.6624 | 0 | 0 | 0.040047 | 3.6794e-08 | 0.083976 | 0.013436 | 0.24 | 0.71535 | 0 | 0.66665 | 0.0021145 | 0 | #DIV/0! | #DIV/0! | #DIV/0! | #DIV/0! | 0 | 0 | 0 | 0
1977-02-08 | Feb | 8 | 4:00 | 12.92 | 200 | 708.6614 | 42519.6864 | 0 | 0 | 0.040047 | 3.6794e-08 | 0.083976 | 0.013436 | 0.24 | 0.71535 | 0 | 0.66665 | 0.0021145 | 0 | #DIV/0! | #DIV/0! | #DIV/0! | #DIV/0! | 0 | 0 | 0 | 0
1977-02-08 | Feb | 8 | 5:00 | 12.92 | 210 | 708.6614 | 42519.6864 | 0 | 0 | 0.040047 | 3.6794e-08 | 0.083976 | 0.013436 | 0.24 | 0.71535 | 0 | 0.66665 | 0.0021145 | 0 | #DIV/0! | #DIV/0! | #DIV/0! | #DIV/0! | 0 | 0 | 0 | 0
1977-02-08 | Feb | 8 | 6:00 | 12.92 | 210 | 905.5118 | 54330.7104 | 0 | 0 | 0.040047 | 3.6794e-08 | 0.083976 | 0.013436 | 0.24 | 0.71535 | 0 | 0.66665 | 0.0021145 | 0 | #DIV/0! | #DIV/0! | #DIV/0! | #DIV/0! | 0 | 0 | 0 | 0
1977-02-08 | Feb | 8 | 7:00 | 12.92 | 210 | 1023.6221 | 61417.3248 | 0 | 0 | 0.040047 | 3.6794e-08 | 0.083976 | 0.013436 | 0.24 | 0.71535 | 0 | 0.66665 | 0.0021145 | 0 | #DIV/0! | #DIV/0! | #DIV/0! | #DIV/0! | 0 | 0 | 0 | 0
1977-02-08 | Feb | 8 | 8:00 | 12.02 | 200 | 1023.6221 | 61417.3248 | 0 | 0 | 0.039985 | 3.6669e-08 | 0.084134 | 0.013413 | 0.24 | 0.71547 | 0 | 0.66424 | 0.0021186 | 0 | #DIV/0! | #DIV/0! | #DIV/0! | #DIV/0! | 0 | 0 | 0 | 0
1977-02-08 | Feb | 8 | 9:00 | 12.92 | 200 | 1417.3229 | 85039.3728 | 0 | 0 | 0.040047 | 3.6794e-08 | 0.083976 | 0.013436 | 0.24 | 0.71535 | 0 | 0.66665 | 0.0021145 | 0 | #DIV/0! | #DIV/0! | #DIV/0! | #DIV/0! | 0 | 0 | 0 | 0
1977-02-08 | Feb | 8 | 10:00 | 15.08 | 220 | 1122.0473 | 67322.8368 | 0 | 0 | 0.040197 | 3.7094e-08 | 0.083596 | 0.013492 | 0.24 | 0.71504 | 0 | 0.67248 | 0.0021049 | 0 | #DIV/0! | #DIV/0! | #DIV/0! | #DIV/0! | 0 | 0 | 0 | 0
1977-02-08 | Feb | 8 | 11:00 | 17.96 | 200 | 1614.1733 | 96850.3968 | 0 | 0 | 0.040397 | 3.7494e-08 | 0.083089 | 0.013567 | 0.24 | 0.71463 | 0 | 0.68034 | 0.0020922 | 0 | #DIV/0! | #DIV/0! | #DIV/0! | #DIV/0! | 0 | 0 | 0 | 0
1977-02-08 | Feb | 8 | 12:00 | 19.94 | 200 | 1614.1733 | 96850.3968 | 0 | 0 | 0.040535 | 3.7769e-08 | 0.082741 | 0.013618 | 0.24 | 0.71436 | 0 | 0.6858 | 0.0020836 | 0 | #DIV/0! | #DIV/0! | #DIV/0! | #DIV/0! | 0 | 0 | 0 | 0
1977-02-08 | Feb | 8 | 13:00 | 21.92 | 210 | 1614.1733 | 96850.3968 | 0 | 0 | 0.040717 | 3.8098e-08 | 0.082406 | 0.01367 | 0.24 | 0.71486 | 0 | 0.69119 | 0.002075 | 0 | #DIV/0! | #DIV/0! | #DIV/0! | #DIV/0! | 0 | 0 | 0 | 0
1977-02-08 | Feb | 8 | 14:00 | 23 | 210 | 1732.2835 | 103937.0112 | 0 | 0 | 0.040817 | 3.8278e-08 | 0.082223 | 0.013698 | 0.24 | 0.71515 | 0 | 0.69415 | 0.0020704 | 0 | #DIV/0! | #DIV/0! | #DIV/0! | #DIV/0! | 0 | 0 | 0 | 0
1977-02-08 | Feb | 8 | 15:00 | 24.08 | 200 | 1417.3229 | 85039.3728 | 0 | 0 | 0.040917 | 3.8458e-08 | 0.08204 | 0.013726 | 0.24 | 0.71544 | 0 | 0.69712 | 0.0020658 | 0 | #DIV/0! | #DIV/0! | #DIV/0! | #DIV/0! | 0 | 0 | 0 | 0
1977-02-08 | Feb | 8 | 16:00 | 24.98 | 200 | 1515.7481 | 90944.8848 | 0 | 0 | 0.041001 | 3.8608e-08 | 0.081888 | 0.013749 | 0.24 | 0.71568 | 0 | 0.6996 | 0.0020619 | 0 | #DIV/0! | #DIV/0! | #DIV/0! | #DIV/0! | 0 | 0 | 0 | 0
1977-02-08 | Feb | 8 | 17:00 | 24.08 | 190 | 1122.0473 | 67322.8368 | 0 | 0 | 0.040917 | 3.8458e-08 | 0.08204 | 0.013726 | 0.24 | 0.71544 | 0 | 0.69712 | 0.0020658 | 0 | #DIV/0! | #DIV/0! | #DIV/0! | #DIV/0! | 0 | 0 | 0 | 0
1977-02-08 | Feb | 8 | 18:00 | 23 | 180 | 1023.6221 | 61417.3248 | 0 | 0 | 0.040817 | 3.8278e-08 | 0.082223 | 0.013698 | 0.24 | 0.71515 | 0 | 0.69415 | 0.0020704 | 0 | #DIV/0! | #DIV/0! | #DIV/0! | #DIV/0! | 0 | 0 | 0 | 0
1977-02-08 | Feb | 8 | 19:00 | 21.92 | 180 | 1122.0473 | 67322.8368 | 0 | 0 | 0.040717 | 3.8098e-08 | 0.082406 | 0.01367 | 0.24 | 0.71486 | 0 | 0.69119 | 0.002075 | 0 | #DIV/0! | #DIV/0! | #DIV/0! | #DIV/0! | 0 | 0 | 0 | 0
1977-02-08 | Feb | 8 | 20:00 | 23 | 190 | 1220.4725 | 73228.3488 | 0 | 0 | 0.040817 | 3.8278e-08 | 0.082223 | 0.013698 | 0.24 | 0.71515 | 0 | 0.69415 | 0.0020704 | 0 | #DIV/0! | #DIV/0! | #DIV/0! | #DIV/0! | 0 | 0 | 0 | 0
1977-02-08 | Feb | 8 | 21:00 | 21.92 | 190 | 1023.6221 | 61417.3248 | 0 | 0 | 0.040717 | 3.8098e-08 | 0.082406 | 0.01367 | 0.24 | 0.71486 | 0 | 0.69119 | 0.002075 | 0 | #DIV/0! | #DIV/0! | #DIV/0! | #DIV/0! | 0 | 0 | 0 | 0
1977-02-08 | Feb | 8 | 22:00 | 21.92 | 200 | 1614.1733 | 96850.3968 | 0 | 0 | 0.040717 | 3.8098e-08 | 0.082406 | 0.01367 | 0.24 | 0.71486 | 0 | 0.69119 | 0.002075 | 0 | #DIV/0! | #DIV/0! | #DIV/0! | #DIV/0! | 0 | 0 | 0 | 0
1977-02-08 | Feb | 8 | 23:00 | 23 | 210 | 1417.3229 | 85039.3728 | 0 | 0 | 0.040817 | 3.8278e-08 | 0.082223 | 0.013698 | 0.24 | 0.71515 | 0 | 0.69415 | 0.0020704 | 0 | #DIV/0! | #DIV/0! | #DIV/0! | #DIV/0! | 0 | 0 | 0 | 0
1977-02-08 | Feb | 8 | 24:00 | 23 | 210 | 1417.3229 | 85039.3728 | 0 | 0 | 0.040817 | 3.8278e-08 | 0.082223 | 0.013698 | 0.24 | 0.71515 | 0 | 0.69415 | 0.0020704 | 0 | #DIV/0! | #DIV/0! | #DIV/0! | #DIV/0! | 0 | 0 | 0 | 0
1977-02-09 | Feb | 9 | 1:00 | 23 | 200 | 1417.3229 | 85039.3728 | 0 | 0 | 0.040817 | 3.8278e-08 | 0.082223 | 0.013698 | 0.24 | 0.71515 | 0 | 0.69415 | 0.0020704 | 0 | #DIV/0! | #DIV/0! | #DIV/0! | #DIV/0! | 0 | 0 | 0 | 0
1977-02-09 | Feb | 9 | 2:00 | 24.08 | 220 | 1614.1733 | 96850.3968 | 0 | 0 | 0.040917 | 3.8458e-08 | 0.08204 | 0.013726 | 0.24 | 0.71544 | 0 | 0.69712 | 0.0020658 | 0 | #DIV/0! | #DIV/0! | #DIV/0! | #DIV/0! | 0 | 0 | 0 | 0
1977-02-09 | Feb | 9 | 3:00 | 24.98 | 230 | 1122.0473 | 67322.8368 | 0 | 0 | 0.041001 | 3.8608e-08 | 0.081888 | 0.013749 | 0.24 | 0.71568 | 0 | 0.6996 | 0.0020619 | 0 | #DIV/0! | #DIV/0! | #DIV/0! | #DIV/0! | 0 | 0 | 0 | 0
1977-02-09 | Feb | 9 | 4:00 | 24.98 | 220 | 807.0866 | 48425.1984 | 0 | 0 | 0.041001 | 3.8608e-08 | 0.081888 | 0.013749 | 0.24 | 0.71568 | 0 | 0.6996 | 0.0020619 | 0 | #DIV/0! | #DIV/0! | #DIV/0! | #DIV/0! | 0 | 0 | 0 | 0
1977-02-09 | Feb | 9 | 5:00 | 24.08 | 200 | 1220.4725 | 73228.3488 | 0 | 0 | 0.040917 | 3.8458e-08 | 0.08204 | 0.013726 | 0.24 | 0.71544 | 0 | 0.69712 | 0.0020658 | 0 | #DIV/0! | #DIV/0! | #DIV/0! | #DIV/0! | 0 | 0 | 0 | 0
1977-02-09 | Feb | 9 | 6:00 | 24.98 | 220 | 1122.0473 | 67322.8368 | 0 | 0 | 0.041001 | 3.8608e-08 | 0.081888 | 0.013749 | 0.24 | 0.71568 | 0 | 0.6996 | 0.0020619 | 0 | #DIV/0! | #DIV/0! | #DIV/0! | #DIV/0! | 0 | 0 | 0 | 0
1977-02-09 | Feb | 9 | 7:00 | 24.98 | 230 | 708.6614 | 42519.6864 | 0 | 0 | 0.041001 | 3.8608e-08 | 0.081888 | 0.013749 | 0.24 | 0.71568 | 0 | 0.6996 | 0.0020619 | 0 | #DIV/0! | #DIV/0! | #DIV/0! | #DIV/0! | 0 | 0 | 0 | 0
1977-02-09 | Feb | 9 | 8:00 | 26.06 | 210 | 708.6614 | 42519.6864 | 0 | 0 | 0.041101 | 3.8788e-08 | 0.081706 | 0.013778 | 0.24 | 0.71596 | 0 | 0.7026 | 0.0020574 | 0 | #DIV/0! | #DIV/0! | #DIV/0! | #DIV/0! | 0 | 0 | 0 | 0
1977-02-09 | Feb | 9 | 9:00 | 28.04 | 220 | 1122.0473 | 67322.8368 | 0 | 0 | 0.041284 | 3.9118e-08 | 0.081371 | 0.013829 | 0.24 | 0.71648 | 0 | 0.70812 | 0.002049 | 0 | #DIV/0! | #DIV/0! | #DIV/0! | #DIV/0! | 0 | 0 | 0 | 0
1977-02-09 | Feb | 9 | 10:00 | 30.02 | 210 | 1515.7481 | 90944.8848 | 0 | 0 | 0.041466 | 3.9447e-08 | 0.081037 | 0.013881 | 0.24 | 0.71697 | 0 | 0.71369 | 0.0020407 | 0 | #DIV/0! | #DIV/0! | #DIV/0! | #DIV/0! | 0 | 0 | 0 | 0
1977-02-09 | Feb | 9 | 11:00 | 33.98 | 230 | 1318.8977 | 79133.8608 | 0 | 0 | 0.041558 | 3.9887e-08 | 0.080395 | 0.013983 | 0.24 | 0.71327 | 0 | 0.72473 | 0.0020244 | 0 | #DIV/0! | #DIV/0! | #DIV/0! | #DIV/0! | 0 | 0 | 0 | 0
1977-02-09 | Feb | 9 | 12:00 | 37.04 | 220 | 1023.6221 | 61417.3248 | 0 | 0 | 0.041629 | 4.0227e-08 | 0.0799 | 0.014063 | 0.24 | 0.71044 | 0 | 0.73337 | 0.0020119 | 0 | #DIV/0! | #DIV/0! | #DIV/0! | #DIV/0! | 0 | 0 | 0 | 0
1977-02-09 | Feb | 9 | 13:00 | 37.04 | 210 | 807.0866 | 48425.1984 | 0 | 0 | 0.041629 | 4.0227e-08 | 0.0799 | 0.014063 | 0.24 | 0.71044 | 0 | 0.73337 | 0.0020119 | 0 | #DIV/0! | #DIV/0! | #DIV/0! | #DIV/0! | 0 | 0 | 0 | 0
1977-02-09 | Feb | 9 | 14:00 | 37.94 | 200 | 1023.6221 | 61417.3248 | 0 | 0 | 0.04165 | 4.0327e-08 | 0.079754 | 0.014086 | 0.24 | 0.70961 | 0 | 0.73593 | 0.0020083 | 0 | #DIV/0! | #DIV/0! | #DIV/0! | #DIV/0! | 0 | 0 | 0 | 0
1977-02-09 | Feb | 9 | 15:00 | 39.92 | 220 | 1023.6221 | 61417.3248 | 0 | 0 | 0.041696 | 4.0547e-08 | 0.079433 | 0.014138 | 0.24 | 0.70781 | 0 | 0.74161 | 0.0020003 | 0 | #DIV/0! | #DIV/0! | #DIV/0! | #DIV/0! | 0 | 0 | 0 | 0
1977-02-09 | Feb | 9 | 16:00 | 41 | 200 | 1122.0473 | 67322.8368 | 0 | 0 | 0.04179 | 4.0722e-08 | 0.079264 | 0.014166 | 0.24 | 0.70801 | 0 | 0.74466 | 0.001996 | 0 | #DIV/0! | #DIV/0! | #DIV/0! | #DIV/0! | 0 | 0 | 0 | 0
1977-02-09 | Feb | 9 | 17:00 | 39.92 | 220 | 905.5118 | 54330.7104 | 0 | 0 | 0.041696 | 4.0547e-08 | 0.079433 | 0.014138 | 0.24 | 0.70781 | 0 | 0.74161 | 0.0020003 | 0 | #DIV/0! | #DIV/0! | #DIV/0! | #DIV/0! | 0 | 0 | 0 | 0
1977-02-09 | Feb | 9 | 18:00 | 37.94 | 210 | 905.5118 | 54330.7104 | 0 | 0 | 0.04165 | 4.0327e-08 | 0.079754 | 0.014086 | 0.24 | 0.70961 | 0 | 0.73593 | 0.0020083 | 0 | #DIV/0! | #DIV/0! | #DIV/0! | #DIV/0! | 0 | 0 | 0 | 0
1977-02-09 | Feb | 9 | 19:00 | 37.94 | 210 | 1220.4725 | 73228.3488 | 0 | 0 | 0.04165 | 4.0327e-08 | 0.079754 | 0.014086 | 0.24 | 0.70961 | 0 | 0.73593 | 0.0020083 | 0 | #DIV/0! | #DIV/0! | #DIV/0! | #DIV/0! | 0 | 0 | 0 | 0
1977-02-09 | Feb | 9 | 20:00 | 37.04 | 220 | 1023.6221 | 61417.3248 | 0 | 0 | 0.041629 | 4.0227e-08 | 0.0799 | 0.014063 | 0.24 | 0.71044 | 0 | 0.73337 | 0.0020119 | 0 | #DIV/0! | #DIV/0! | #DIV/0! | #DIV/0! | 0 | 0 | 0 | 0
1977-02-09 | Feb | 9 | 21:00 | 35.96 | 220 | 1023.6221 | 61417.3248 | 0 | 0 | 0.041604 | 4.0107e-08 | 0.080074 | 0.014035 | 0.24 | 0.71143 | 0 | 0.73031 | 0.0020163 | 0 | #DIV/0! | #DIV/0! | #DIV/0! | #DIV/0! | 0 | 0 | 0 | 0
1977-02-09 | Feb | 9 | 22:00 | 35.96 | 220 | 807.0866 | 48425.1984 | 0 | 0 | 0.041604 | 4.0107e-08 | 0.080074 | 0.014035 | 0.24 | 0.71143 | 0 | 0.73031 | 0.0020163 | 0 | #DIV/0! | #DIV/0! | #DIV/0! | #DIV/0! | 0 | 0 | 0 | 0
1977-02-09 | Feb | 9 | 23:00 | 33.08 | 220 | 610.2362 | 36614.1744 | 0 | 0 | 0.041537 | 3.9787e-08 | 0.080541 | 0.01396 | 0.24 | 0.7141 | 0 | 0.7222 | 0.0020281 | 0 | #DIV/0! | #DIV/0! | #DIV/0! | #DIV/0! | 0 | 0 | 0 | 0
1977-02-09 | Feb | 9 | 24:00 | 33.08 | 210 | 413.3858 | 24803.1504 | 0 | 0 | 0.041537 | 3.9787e-08 | 0.080541 | 0.01396 | 0.24 | 0.7141 | 0 | 0.7222 | 0.0020281 | 0 | #DIV/0! | #DIV/0! | #DIV/0! | #DIV/0! | 0 | 0 | 0 | 0
1977-02-10 | Feb | 10 | 1:00 | 32 | 210 | 511.811 | 30708.6624 | 0 | 0 | 0.041512 | 3.9667e-08 | 0.080716 | 0.013932 | 0.24 | 0.71511 | 0 | 0.71919 | 0.0020325 | 0 | #DIV/0! | #DIV/0! | #DIV/0! | #DIV/0! | 0 | 0 | 0 | 0
1977-02-10 | Feb | 10 | 2:00 | 30.02 | 190 | 511.811 | 30708.6624 | 0 | 0 | 0.041466 | 3.9447e-08 | 0.081037 | 0.013881 | 0.24 | 0.71697 | 0 | 0.71369 | 0.0020407 | 0 | #DIV/0! | #DIV/0! | #DIV/0! | #DIV/0! | 0 | 0 | 0 | 0
1977-02-10 | Feb | 10 | 3:00 | 30.02 | 190 | 610.2362 | 36614.1744 | 0 | 0 | 0.041466 | 3.9447e-08 | 0.081037 | 0.013881 | 0.24 | 0.71697 | 0 | 0.71369 | 0.0020407 | 0 | #DIV/0! | #DIV/0! | #DIV/0! | #DIV/0! | 0 | 0 | 0 | 0
1977-02-10 | Feb | 10 | 4:00 | 28.04 | 190 | 610.2362 | 36614.1744 | 0 | 0 | 0.041284 | 3.9118e-08 | 0.081371 | 0.013829 | 0.24 | 0.71648 | 0 | 0.70812 | 0.002049 | 0 | #DIV/0! | #DIV/0! | #DIV/0! | #DIV/0! | 0 | 0 | 0 | 0
1977-02-10 | Feb | 10 | 5:00 | 28.04 | 200 | 708.6614 | 42519.6864 | 0 | 0 | 0.041284 | 3.9118e-08 | 0.081371 | 0.013829 | 0.24 | 0.71648 | 0 | 0.70812 | 0.002049 | 0 | #DIV/0! | #DIV/0! | #DIV/0! | #DIV/0! | 0 | 0 | 0 | 0
1977-02-10 | Feb | 10 | 6:00 | 28.04 | 190 | 610.2362 | 36614.1744 | 0 | 0 | 0.041284 | 3.9118e-08 | 0.081371 | 0.013829 | 0.24 | 0.71648 | 0 | 0.70812 | 0.002049 | 0 | #DIV/0! | #DIV/0! | #DIV/0! | #DIV/0! | 0 | 0 | 0 | 0
1977-02-10 | Feb | 10 | 7:00 | 28.04 | 180 | 610.2362 | 36614.1744 | 0 | 0 | 0.041284 | 3.9118e-08 | 0.081371 | 0.013829 | 0.24 | 0.71648 | 0 | 0.70812 | 0.002049 | 0 | #DIV/0! | #DIV/0! | #DIV/0! | #DIV/0! | 0 | 0 | 0 | 0
1977-02-10 | Feb | 10 | 8:00 | 28.94 | 190 | 610.2362 | 36614.1744 | 0 | 0 | 0.041368 | 3.9268e-08 | 0.081219 | 0.013852 | 0.24 | 0.71671 | 0 | 0.71065 | 0.0020452 | 0 | #DIV/0! | #DIV/0! | #DIV/0! | #DIV/0! | 0 | 0 | 0 | 0
1977-02-10 | Feb | 10 | 9:00 | 35.06 | 200 | 905.5118 | 54330.7104 | 0 | 0 | 0.041583 | 4.0007e-08 | 0.08022 | 0.014012 | 0.24 | 0.71226 | 0 | 0.72776 | 0.00202 | 0 | #DIV/0! | #DIV/0! | #DIV/0! | #DIV/0! | 0 | 0 | 0 | 0
1977-02-10 | Feb | 10 | 10:00 | 37.94 | 220 | 1023.6221 | 61417.3248 | 0 | 0 | 0.04165 | 4.0327e-08 | 0.079754 | 0.014086 | 0.24 | 0.70961 | 0 | 0.73593 | 0.0020083 | 0 | #DIV/0! | #DIV/0! | #DIV/0! | #DIV/0! | 0 | 0 | 0 | 0
1977-02-10 | Feb | 10 | 11:00 | 39.92 | 230 | 905.5118 | 54330.7104 | 0 | 0 | 0.041696 | 4.0547e-08 | 0.079433 | 0.014138 | 0.24 | 0.70781 | 0 | 0.74161 | 0.0020003 | 0 | #DIV/0! | #DIV/0! | #DIV/0! | #DIV/0! | 0 | 0 | 0 | 0
1977-02-10 | Feb | 10 | 12:00 | 42.08 | 240 | 905.5118 | 54330.7104 | 0 | 0 | 0.04189 | 4.0902e-08 | 0.079096 | 0.014194 | 0.24 | 0.7083 | 0 | 0.74773 | 0.0019917 | 0 | #DIV/0! | #DIV/0! | #DIV/0! | #DIV/0! | 0 | 0 | 0 | 0
1977-02-10 | Feb | 10 | 13:00 | 44.06 | 240 | 1220.4725 | 73228.3488 | 0 | 0 | 0.042074 | 4.1232e-08 | 0.078787 | 0.014246 | 0.24 | 0.70883 | 0 | 0.75338 | 0.0019839 | 0 | #DIV/0! | #DIV/0! | #DIV/0! | #DIV/0! | 0 | 0 | 0 | 0
1977-02-10 | Feb | 10 | 14:00 | 44.96 | 220 | 1122.0473 | 67322.8368 | 0 | 0 | 0.042157 | 4.1382e-08 | 0.078646 | 0.014269 | 0.24 | 0.70907 | 0 | 0.75597 | 0.0019804 | 0 | #DIV/0! | #DIV/0! | #DIV/0! | #DIV/0! | 0 | 0 | 0 | 0
1977-02-10 | Feb | 10 | 15:00 | 46.04 | 220 | 1023.6221 | 61417.3248 | 0 | 0 | 0.042257 | 4.1562e-08 | 0.078478 | 0.014297 | 0.24 | 0.70936 | 0 | 0.75908 | 0.0019761 | 0 | #DIV/0! | #DIV/0! | #DIV/0! | #DIV/0! | 0 | 0 | 0 | 0
1977-02-10 | Feb | 10 | 16:00 | 46.94 | 220 | 1122.0473 | 67322.8368 | 0 | 0 | 0.042341 | 4.1712e-08 | 0.078337 | 0.01432 | 0.24 | 0.7096 | 0 | 0.76169 | 0.0019726 | 0 | #DIV/0! | #DIV/0! | #DIV/0! | #DIV/0! | 0 | 0 | 0 | 0
1977-02-10 | Feb | 10 | 17:00 | 44.96 | 220 | 1023.6221 | 61417.3248 | 0 | 0 | 0.042157 | 4.1382e-08 | 0.078646 | 0.014269 | 0.24 | 0.70907 | 0 | 0.75597 | 0.0019804 | 0 | #DIV/0! | #DIV/0! | #DIV/0! | #DIV/0! | 0 | 0 | 0 | 0
1977-02-10 | Feb | 10 | 18:00 | 42.98 | 230 | 610.2362 | 36614.1744 | 0 | 0 | 0.041974 | 4.1052e-08 | 0.078955 | 0.014217 | 0.24 | 0.70854 | 0 | 0.75029 | 0.0019882 | 0 | #DIV/0! | #DIV/0! | #DIV/0! | #DIV/0! | 0 | 0 | 0 | 0
1977-02-10 | Feb | 10 | 19:00 | 41 | 200 | 511.811 | 30708.6624 | 0 | 0 | 0.04179 | 4.0722e-08 | 0.079264 | 0.014166 | 0.24 | 0.70801 | 0 | 0.74466 | 0.001996 | 0 | #DIV/0! | #DIV/0! | #DIV/0! | #DIV/0! | 0 | 0 | 0 | 0
1977-02-10 | Feb | 10 | 20:00 | 41 | 220 | 1023.6221 | 61417.3248 | 0 | 0 | 0.04179 | 4.0722e-08 | 0.079264 | 0.014166 | 0.24 | 0.70801 | 0 | 0.74466 | 0.001996 | 0 | #DIV/0! | #DIV/0! | #DIV/0! | #DIV/0! | 0 | 0 | 0 | 0
1977-02-10 | Feb | 10 | 21:00 | 41 | 210 | 1122.0473 | 67322.8368 | 0 | 0 | 0.04179 | 4.0722e-08 | 0.079264 | 0.014166 | 0.24 | 0.70801 | 0 | 0.74466 | 0.001996 | 0 | #DIV/0! | #DIV/0! | #DIV/0! | #DIV/0! | 0 | 0 | 0 | 0
1977-02-10 | Feb | 10 | 22:00 | 39.92 | 230 | 1417.3229 | 85039.3728 | 0 | 0 | 0.041696 | 4.0547e-08 | 0.079433 | 0.014138 | 0.24 | 0.70781 | 0 | 0.74161 | 0.0020003 | 0 | #DIV/0! | #DIV/0! | #DIV/0! | #DIV/0! | 0 | 0 | 0 | 0
1977-02-10 | Feb | 10 | 23:00 | 39.92 | 230 | 1023.6221 | 61417.3248 | 0 | 0 | 0.041696 | 4.0547e-08 | 0.079433 | 0.014138 | 0.24 | 0.70781 | 0 | 0.74161 | 0.0020003 | 0 | #DIV/0! | #DIV/0! | #DIV/0! | #DIV/0! | 0 | 0 | 0 | 0
1977-02-10 | Feb | 10 | 24:00 | 39.92 | 230 | 1023.6221 | 61417.3248 | 0 | 0 | 0.041696 | 4.0547e-08 | 0.079433 | 0.014138 | 0.24 | 0.70781 | 0 | 0.74161 | 0.0020003 | 0 | #DIV/0! | #DIV/0! | #DIV/0! | #DIV/0! | 0 | 0 | 0 | 0
1977-02-11 | Feb | 11 | 1:00 | 39.02 | 230 | 1515.7481 | 90944.8848 | 0 | 0 | 0.041675 | 4.0447e-08 | 0.079579 | 0.014115 | 0.24 | 0.70863 | 0 | 0.73902 | 0.0020039 | 0 | #DIV/0! | #DIV/0! | #DIV/0! | #DIV/0! | 0 | 0 | 0 | 0
1977-02-11 | Feb | 11 | 2:00 | 39.02 | 240 | 1023.6221 | 61417.3248 | 0 | 0 | 0.041675 | 4.0447e-08 | 0.079579 | 0.014115 | 0.24 | 0.70863 | 0 | 0.73902 | 0.0020039 | 0 | #DIV/0! | #DIV/0! | #DIV/0! | #DIV/0! | 0 | 0 | 0 | 0
1977-02-11 | Feb | 11 | 3:00 | 39.02 | 240 | 1023.6221 | 61417.3248 | 0 | 0 | 0.041675 | 4.0447e-08 | 0.079579 | 0.014115 | 0.24 | 0.70863 | 0 | 0.73902 | 0.0020039 | 0 | #DIV/0! | #DIV/0! | #DIV/0! | #DIV/0! | 0 | 0 | 0 | 0
1977-02-11 | Feb | 11 | 4:00 | 37.04 | 240 | 807.0866 | 48425.1984 | 0 | 0 | 0.041629 | 4.0227e-08 | 0.0799 | 0.014063 | 0.24 | 0.71044 | 0 | 0.73337 | 0.0020119 | 0 | #DIV/0! | #DIV/0! | #DIV/0! | #DIV/0! | 0 | 0 | 0 | 0
1977-02-11 | Feb | 11 | 5:00 | 37.04 | 230 | 807.0866 | 48425.1984 | 0 | 0 | 0.041629 | 4.0227e-08 | 0.0799 | 0.014063 | 0.24 | 0.71044 | 0 | 0.73337 | 0.0020119 | 0 | #DIV/0! | #DIV/0! | #DIV/0! | #DIV/0! | 0 | 0 | 0 | 0
1977-02-11 | Feb | 11 | 6:00 | 35.06 | 240 | 610.2362 | 36614.1744 | 0 | 0 | 0.041583 | 4.0007e-08 | 0.08022 | 0.014012 | 0.24 | 0.71226 | 0 | 0.72776 | 0.00202 | 0 | #DIV/0! | #DIV/0! | #DIV/0! | #DIV/0! | 0 | 0 | 0 | 0
1977-02-11 | Feb | 11 | 7:00 | 33.98 | 230 | 807.0866 | 48425.1984 | 0 | 0 | 0.041558 | 3.9887e-08 | 0.080395 | 0.013983 | 0.24 | 0.71327 | 0 | 0.72473 | 0.0020244 | 0 | #DIV/0! | #DIV/0! | #DIV/0! | #DIV/0! | 0 | 0 | 0 | 0
1977-02-11 | Feb | 11 | 8:00 | 35.06 | 230 | 610.2362 | 36614.1744 | 0 | 0 | 0.041583 | 4.0007e-08 | 0.08022 | 0.014012 | 0.24 | 0.71226 | 0 | 0.72776 | 0.00202 | 0 | #DIV/0! | #DIV/0! | #DIV/0! | #DIV/0! | 0 | 0 | 0 | 0
1977-02-11 | Feb | 11 | 9:00 | 37.94 | 240 | 905.5118 | 54330.7104 | 0 | 0 | 0.04165 | 4.0327e-08 | 0.079754 | 0.014086 | 0.24 | 0.70961 | 0 | 0.73593 | 0.0020083 | 0 | #DIV/0! | #DIV/0! | #DIV/0! | #DIV/0! | 0 | 0 | 0 | 0
1977-02-11 | Feb | 11 | 10:00 | 42.08 | 250 | 905.5118 | 54330.7104 | 0 | 0 | 0.04189 | 4.0902e-08 | 0.079096 | 0.014194 | 0.24 | 0.7083 | 0 | 0.74773 | 0.0019917 | 0 | #DIV/0! | #DIV/0! | #DIV/0! | #DIV/0! | 0 | 0 | 0 | 0
1977-02-11 | Feb | 11 | 11:00 | 44.96 | 270 | 807.0866 | 48425.1984 | 0 | 0 | 0.042157 | 4.1382e-08 | 0.078646 | 0.014269 | 0.24 | 0.70907 | 0 | 0.75597 | 0.0019804 | 0 | #DIV/0! | #DIV/0! | #DIV/0! | #DIV/0! | 0 | 0 | 0 | 0
1977-02-11 | Feb | 11 | 12:00 | 48.02 | 260 | 1023.6221 | 61417.3248 | 0 | 0 | 0.042441 | 4.1892e-08 | 0.078169 | 0.014349 | 0.24 | 0.70988 | 0 | 0.76482 | 0.0019684 | 0 | #DIV/0! | #DIV/0! | #DIV/0! | #DIV/0! | 0 | 0 | 0 | 0
1977-02-11 | Feb | 11 | 13:00 | 51.08 | 240 | 1023.6221 | 61417.3248 | 0 | 0 | 0.042712 | 4.2402e-08 | 0.077698 | 0.014428 | 0.24 | 0.71048 | 0 | 0.77373 | 0.0019566 | 0 | #DIV/0! | #DIV/0! | #DIV/0! | #DIV/0! | 0 | 0 | 0 | 0
1977-02-11 | Feb | 11 | 14:00 | 51.98 | 240 | 905.5118 | 54330.7104 | 0 | 0 | 0.042785 | 4.2552e-08 | 0.077563 | 0.014451 | 0.24 | 0.71054 | 0 | 0.77633 | 0.0019532 | 0 | #DIV/0! | #DIV/0! | #DIV/0! | #DIV/0! | 0 | 0 | 0 | 0
1977-02-11 | Feb | 11 | 15:00 | 57.02 | 240 | 905.5118 | 54330.7104 | 0 | 0 | 0.043193 | 4.3392e-08 | 0.076807 | 0.014583 | 0.24 | 0.71088 | 0 | 0.79108 | 0.0019342 | 0 | #DIV/0! | #DIV/0! | #DIV/0! | #DIV/0! | 0 | 0 | 0 | 0
1977-02-11 | Feb | 11 | 16:00 | 51.98 | 230 | 511.811 | 30708.6624 | 0 | 0 | 0.042785 | 4.2552e-08 | 0.077563 | 0.014451 | 0.24 | 0.71054 | 0 | 0.77633 | 0.0019532 | 0 | #DIV/0! | #DIV/0! | #DIV/0! | #DIV/0! | 0 | 0 | 0 | 0
1977-02-11 | Feb | 11 | 17:00 | 50 | 0 | 0 | 0 | 0 | 0 | 0.042624 | 4.2222e-08 | 0.07786 | 0.0144 | 0.24 | 0.7104 | 0 | 0.77061 | 0.0019608 | 0 | #DIV/0! | #DIV/0! | #DIV/0! | #DIV/0! | 0 | 0 | 0 | 0
1977-02-11 | Feb | 11 | 18:00 | 44.06 | 180 | 610.2362 | 36614.1744 | 0 | 0 | 0.042074 | 4.1232e-08 | 0.078787 | 0.014246 | 0.24 | 0.70883 | 0 | 0.75338 | 0.0019839 | 0 | #DIV/0! | #DIV/0! | #DIV/0! | #DIV/0! | 0 | 0 | 0 | 0
1977-02-11 | Feb | 11 | 19:00 | 42.08 | 170 | 708.6614 | 42519.6864 | 0 | 0 | 0.04189 | 4.0902e-08 | 0.079096 | 0.014194 | 0.24 | 0.7083 | 0 | 0.74773 | 0.0019917 | 0 | #DIV/0! | #DIV/0! | #DIV/0! | #DIV/0! | 0 | 0 | 0 | 0
1977-02-11 | Feb | 11 | 20:00 | 39.92 | 180 | 708.6614 | 42519.6864 | 0 | 0 | 0.041696 | 4.0547e-08 | 0.079433 | 0.014138 | 0.24 | 0.70781 | 0 | 0.74161 | 0.0020003 | 0 | #DIV/0! | #DIV/0! | #DIV/0! | #DIV/0! | 0 | 0 | 0 | 0
1977-02-11 | Feb | 11 | 21:00 | 41 | 160 | 511.811 | 30708.6624 | 0 | 0 | 0.04179 | 4.0722e-08 | 0.079264 | 0.014166 | 0.24 | 0.70801 | 0 | 0.74466 | 0.001996 | 0 | #DIV/0! | #DIV/0! | #DIV/0! | #DIV/0! | 0 | 0 | 0 | 0
1977-02-11 | Feb | 11 | 22:00 | 41 | 160 | 511.811 | 30708.6624 | 0 | 0 | 0.04179 | 4.0722e-08 | 0.079264 | 0.014166 | 0.24 | 0.70801 | 0 | 0.74466 | 0.001996 | 0 | #DIV/0! | #DIV/0! | #DIV/0! | #DIV/0! | 0 | 0 | 0 | 0
1977-02-11 | Feb | 11 | 23:00 | 41 | 210 | 413.3858 | 24803.1504 | 0 | 0 | 0.04179 | 4.0722e-08 | 0.079264 | 0.014166 | 0.24 | 0.70801 | 0 | 0.74466 | 0.001996 | 0 | #DIV/0! | #DIV/0! | #DIV/0! | #DIV/0! | 0 | 0 | 0 | 0
1977-02-11 | Feb | 11 | 24:00 | 42.08 | 180 | 511.811 | 30708.6624 | 0 | 0 | 0.04189 | 4.0902e-08 | 0.079096 | 0.014194 | 0.24 | 0.7083 | 0 | 0.74773 | 0.0019917 | 0 | #DIV/0! | #DIV/0! | #DIV/0! | #DIV/0! | 0 | 0 | 0 | 0
1977-02-12 | Feb | 12 | 1:00 | 44.06 | 190 | 610.2362 | 36614.1744 | 0 | 0 | 0.042074 | 4.1232e-08 | 0.078787 | 0.014246 | 0.24 | 0.70883 | 0 | 0.75338 | 0.0019839 | 0 | #DIV/0! | #DIV/0! | #DIV/0! | #DIV/0! | 0 | 0 | 0 | 0
1977-02-12 | Feb | 12 | 2:00 | 44.06 | 200 | 905.5118 | 54330.7104 | 0 | 0 | 0.042074 | 4.1232e-08 | 0.078787 | 0.014246 | 0.24 | 0.70883 | 0 | 0.75338 | 0.0019839 | 0 | #DIV/0! | #DIV/0! | #DIV/0! | #DIV/0! | 0 | 0 | 0 | 0
1977-02-12 | Feb | 12 | 3:00 | 44.06 | 200 | 610.2362 | 36614.1744 | 0 | 0 | 0.042074 | 4.1232e-08 | 0.078787 | 0.014246 | 0.24 | 0.70883 | 0 | 0.75338 | 0.0019839 | 0 | #DIV/0! | #DIV/0! | #DIV/0! | #DIV/0! | 0 | 0 | 0 | 0
1977-02-12 | Feb | 12 | 4:00 | 42.98 | 190 | 610.2362 | 36614.1744 | 0 | 0 | 0.041974 | 4.1052e-08 | 0.078955 | 0.014217 | 0.24 | 0.70854 | 0 | 0.75029 | 0.0019882 | 0 | #DIV/0! | #DIV/0! | #DIV/0! | #DIV/0! | 0 | 0 | 0 | 0
1977-02-12 | Feb | 12 | 5:00 | 41 | 170 | 708.6614 | 42519.6864 | 0 | 0 | 0.04179 | 4.0722e-08 | 0.079264 | 0.014166 | 0.24 | 0.70801 | 0 | 0.74466 | 0.001996 | 0 | #DIV/0! | #DIV/0! | #DIV/0! | #DIV/0! | 0 | 0 | 0 | 0
1977-02-12 | Feb | 12 | 6:00 | 39.92 | 190 | 511.811 | 30708.6624 | 0 | 0 | 0.041696 | 4.0547e-08 | 0.079433 | 0.014138 | 0.24 | 0.70781 | 0 | 0.74161 | 0.0020003 | 0 | #DIV/0! | #DIV/0! | #DIV/0! | #DIV/0! | 0 | 0 | 0 | 0
1977-02-12 | Feb | 12 | 7:00 | 39.92 | 200 | 807.0866 | 48425.1984 | 0 | 0 | 0.041696 | 4.0547e-08 | 0.079433 | 0.014138 | 0.24 | 0.70781 | 0 | 0.74161 | 0.0020003 | 0 | #DIV/0! | #DIV/0! | #DIV/0! | #DIV/0! | 0 | 0 | 0 | 0
1977-02-12 | Feb | 12 | 8:00 | 41 | 200 | 1023.6221 | 61417.3248 | 0 | 0 | 0.04179 | 4.0722e-08 | 0.079264 | 0.014166 | 0.24 | 0.70801 | 0 | 0.74466 | 0.001996 | 0 | #DIV/0! | #DIV/0! | #DIV/0! | #DIV/0! | 0 | 0 | 0 | 0
1977-02-12 | Feb | 12 | 9:00 | 42.08 | 190 | 1023.6221 | 61417.3248 | 0 | 0 | 0.04189 | 4.0902e-08 | 0.079096 | 0.014194 | 0.24 | 0.7083 | 0 | 0.74773 | 0.0019917 | 0 | #DIV/0! | #DIV/0! | #DIV/0! | #DIV/0! | 0 | 0 | 0 | 0
1977-02-12 | Feb | 12 | 10:00 | 42.98 | 200 | 1122.0473 | 67322.8368 | 0 | 0 | 0.041974 | 4.1052e-08 | 0.078955 | 0.014217 | 0.24 | 0.70854 | 0 | 0.75029 | 0.0019882 | 0 | #DIV/0! | #DIV/0! | #DIV/0! | #DIV/0! | 0 | 0 | 0 | 0
1977-02-12 | Feb | 12 | 11:00 | 44.06 | 210 | 1515.7481 | 90944.8848 | 0 | 0 | 0.042074 | 4.1232e-08 | 0.078787 | 0.014246 | 0.24 | 0.70883 | 0 | 0.75338 | 0.0019839 | 0 | #DIV/0! | #DIV/0! | #DIV/0! | #DIV/0! | 0 | 0 | 0 | 0
1977-02-12 | Feb | 12 | 12:00 | 42.98 | 230 | 1023.6221 | 61417.3248 | 0 | 0 | 0.041974 | 4.1052e-08 | 0.078955 | 0.014217 | 0.24 | 0.70854 | 0 | 0.75029 | 0.0019882 | 0 | #DIV/0! | #DIV/0! | #DIV/0! | #DIV/0! | 0 | 0 | 0 | 0
1977-02-12 | Feb | 12 | 13:00 | 39.92 | 270 | 1417.3229 | 85039.3728 | 0 | 0 | 0.041696 | 4.0547e-08 | 0.079433 | 0.014138 | 0.24 | 0.70781 | 0 | 0.74161 | 0.0020003 | 0 | #DIV/0! | #DIV/0! | #DIV/0! | #DIV/0! | 0 | 0 | 0 | 0
1977-02-12 | Feb | 12 | 14:00 | 37.94 | 240 | 807.0866 | 48425.1984 | 0 | 0 | 0.04165 | 4.0327e-08 | 0.079754 | 0.014086 | 0.24 | 0.70961 | 0 | 0.73593 | 0.0020083 | 0 | #DIV/0! | #DIV/0! | #DIV/0! | #DIV/0! | 0 | 0 | 0 | 0
1977-02-12 | Feb | 12 | 15:00 | 39.92 | 270 | 1830.7087 | 109842.5232 | 0 | 0 | 0.041696 | 4.0547e-08 | 0.079433 | 0.014138 | 0.24 | 0.70781 | 0 | 0.74161 | 0.0020003 | 0 | #DIV/0! | #DIV/0! | #DIV/0! | #DIV/0! | 0 | 0 | 0 | 0
1977-02-12 | Feb | 12 | 16:00 | 42.08 | 260 | 1318.8977 | 79133.8608 | 0 | 0 | 0.04189 | 4.0902e-08 | 0.079096 | 0.014194 | 0.24 | 0.7083 | 0 | 0.74773 | 0.0019917 | 0 | #DIV/0! | #DIV/0! | #DIV/0! | #DIV/0! | 0 | 0 | 0 | 0
1977-02-12 | Feb | 12 | 17:00 | 39.92 | 260 | 1220.4725 | 73228.3488 | 0 | 0 | 0.041696 | 4.0547e-08 | 0.079433 | 0.014138 | 0.24 | 0.70781 | 0 | 0.74161 | 0.0020003 | 0 | #DIV/0! | #DIV/0! | #DIV/0! | #DIV/0! | 0 | 0 | 0 | 0
1977-02-12 | Feb | 12 | 18:00 | 39.92 | 260 | 1417.3229 | 85039.3728 | 0 | 0 | 0.041696 | 4.0547e-08 | 0.079433 | 0.014138 | 0.24 | 0.70781 | 0 | 0.74161 | 0.0020003 | 0 | #DIV/0! | #DIV/0! | #DIV/0! | #DIV/0! | 0 | 0 | 0 | 0
1977-02-12 | Feb | 12 | 19:00 | 39.02 | 260 | 1417.3229 | 85039.3728 | 0 | 0 | 0.041675 | 4.0447e-08 | 0.079579 | 0.014115 | 0.24 | 0.70863 | 0 | 0.73902 | 0.0020039 | 0 | #DIV/0! | #DIV/0! | #DIV/0! | #DIV/0! | 0 | 0 | 0 | 0
1977-02-12 | Feb | 12 | 20:00 | 37.94 | 270 | 1318.8977 | 79133.8608 | 0 | 0 | 0.04165 | 4.0327e-08 | 0.079754 | 0.014086 | 0.24 | 0.70961 | 0 | 0.73593 | 0.0020083 | 0 | #DIV/0! | #DIV/0! | #DIV/0! | #DIV/0! | 0 | 0 | 0 | 0
1977-02-12 | Feb | 12 | 21:00 | 37.04 | 260 | 1515.7481 | 90944.8848 | 0 | 0 | 0.041629 | 4.0227e-08 | 0.0799 | 0.014063 | 0.24 | 0.71044 | 0 | 0.73337 | 0.0020119 | 0 | #DIV/0! | #DIV/0! | #DIV/0! | #DIV/0! | 0 | 0 | 0 | 0
1977-02-12 | Feb | 12 | 22:00 | 37.04 | 260 | 1318.8977 | 79133.8608 | 0 | 0 | 0.041629 | 4.0227e-08 | 0.0799 | 0.014063 | 0.24 | 0.71044 | 0 | 0.73337 | 0.0020119 | 0 | #DIV/0! | #DIV/0! | #DIV/0! | #DIV/0! | 0 | 0 | 0 | 0
1977-02-12 | Feb | 12 | 23:00 | 37.04 | 260 | 1122.0473 | 67322.8368 | 0 | 0 | 0.041629 | 4.0227e-08 | 0.0799 | 0.014063 | 0.24 | 0.71044 | 0 | 0.73337 | 0.0020119 | 0 | #DIV/0! | #DIV/0! | #DIV/0! | #DIV/0! | 0 | 0 | 0 | 0
1977-02-12 | Feb | 12 | 24:00 | 35.96 | 270 | 1515.7481 | 90944.8848 | 0 | 0 | 0.041604 | 4.0107e-08 | 0.080074 | 0.014035 | 0.24 | 0.71143 | 0 | 0.73031 | 0.0020163 | 0 | #DIV/0! | #DIV/0! | #DIV/0! | #DIV/0! | 0 | 0 | 0 | 0
1977-02-13 | Feb | 13 | 1:00 | 35.96 | 280 | 1515.7481 | 90944.8848 | 0 | 0 | 0.041604 | 4.0107e-08 | 0.080074 | 0.014035 | 0.24 | 0.71143 | 0 | 0.73031 | 0.0020163 | 0 | #DIV/0! | #DIV/0! | #DIV/0! | #DIV/0! | 0 | 0 | 0 | 0
1977-02-13 | Feb | 13 | 2:00 | 35.96 | 290 | 1220.4725 | 73228.3488 | 0 | 0 | 0.041604 | 4.0107e-08 | 0.080074 | 0.014035 | 0.24 | 0.71143 | 0 | 0.73031 | 0.0020163 | 0 | #DIV/0! | #DIV/0! | #DIV/0! | #DIV/0! | 0 | 0 | 0 | 0
1977-02-13 | Feb | 13 | 3:00 | 35.06 | 270 | 1732.2835 | 103937.0112 | 0 | 0 | 0.041583 | 4.0007e-08 | 0.08022 | 0.014012 | 0.24 | 0.71226 | 0 | 0.72776 | 0.00202 | 0 | #DIV/0! | #DIV/0! | #DIV/0! | #DIV/0! | 0 | 0 | 0 | 0
1977-02-13 | Feb | 13 | 4:00 | 35.06 | 300 | 1515.7481 | 90944.8848 | 0 | 0 | 0.041583 | 4.0007e-08 | 0.08022 | 0.014012 | 0.24 | 0.71226 | 0 | 0.72776 | 0.00202 | 0 | #DIV/0! | #DIV/0! | #DIV/0! | #DIV/0! | 0 | 0 | 0 | 0
1977-02-13 | Feb | 13 | 5:00 | 35.06 | 290 | 1417.3229 | 85039.3728 | 0 | 0 | 0.041583 | 4.0007e-08 | 0.08022 | 0.014012 | 0.24 | 0.71226 | 0 | 0.72776 | 0.00202 | 0 | #DIV/0! | #DIV/0! | #DIV/0! | #DIV/0! | 0 | 0 | 0 | 0
1977-02-13 | Feb | 13 | 6:00 | 33.98 | 300 | 1614.1733 | 96850.3968 | 0 | 0 | 0.041558 | 3.9887e-08 | 0.080395 | 0.013983 | 0.24 | 0.71327 | 0 | 0.72473 | 0.0020244 | 0 | #DIV/0! | #DIV/0! | #DIV/0! | #DIV/0! | 0 | 0 | 0 | 0
1977-02-13 | Feb | 13 | 7:00 | 35.06 | 300 | 1614.1733 | 96850.3968 | 0 | 0 | 0.041583 | 4.0007e-08 | 0.08022 | 0.014012 | 0.24 | 0.71226 | 0 | 0.72776 | 0.00202 | 0 | #DIV/0! | #DIV/0! | #DIV/0! | #DIV/0! | 0 | 0 | 0 | 0
1977-02-13 | Feb | 13 | 8:00 | 35.06 | 300 | 1929.1339 | 115748.0352 | 0 | 0 | 0.041583 | 4.0007e-08 | 0.08022 | 0.014012 | 0.24 | 0.71226 | 0 | 0.72776 | 0.00202 | 0 | #DIV/0! | #DIV/0! | #DIV/0! | #DIV/0! | 0 | 0 | 0 | 0
1977-02-13 | Feb | 13 | 9:00 | 35.06 | 290 | 1515.7481 | 90944.8848 | 0 | 0 | 0.041583 | 4.0007e-08 | 0.08022 | 0.014012 | 0.24 | 0.71226 | 0 | 0.72776 | 0.00202 | 0 | #DIV/0! | #DIV/0! | #DIV/0! | #DIV/0! | 0 | 0 | 0 | 0
1977-02-13 | Feb | 13 | 10:00 | 35.06 | 290 | 1220.4725 | 73228.3488 | 0 | 0 | 0.041583 | 4.0007e-08 | 0.08022 | 0.014012 | 0.24 | 0.71226 | 0 | 0.72776 | 0.00202 | 0 | #DIV/0! | #DIV/0! | #DIV/0! | #DIV/0! | 0 | 0 | 0 | 0
1977-02-13 | Feb | 13 | 11:00 | 35.96 | 290 | 1220.4725 | 73228.3488 | 0 | 0 | 0.041604 | 4.0107e-08 | 0.080074 | 0.014035 | 0.24 | 0.71143 | 0 | 0.73031 | 0.0020163 | 0 | #DIV/0! | #DIV/0! | #DIV/0! | #DIV/0! | 0 | 0 | 0 | 0
1977-02-13 | Feb | 13 | 12:00 | 35.06 | 290 | 1614.1733 | 96850.3968 | 0 | 0 | 0.041583 | 4.0007e-08 | 0.08022 | 0.014012 | 0.24 | 0.71226 | 0 | 0.72776 | 0.00202 | 0 | #DIV/0! | #DIV/0! | #DIV/0! | #DIV/0! | 0 | 0 | 0 | 0
1977-02-13 | Feb | 13 | 13:00 | 35.06 | 290 | 1417.3229 | 85039.3728 | 0 | 0 | 0.041583 | 4.0007e-08 | 0.08022 | 0.014012 | 0.24 | 0.71226 | 0 | 0.72776 | 0.00202 | 0 | #DIV/0! | #DIV/0! | #DIV/0! | #DIV/0! | 0 | 0 | 0 | 0
1977-02-13 | Feb | 13 | 14:00 | 35.06 | 300 | 1417.3229 | 85039.3728 | 0 | 0 | 0.041583 | 4.0007e-08 | 0.08022 | 0.014012 | 0.24 | 0.71226 | 0 | 0.72776 | 0.00202 | 0 | #DIV/0! | #DIV/0! | #DIV/0! | #DIV/0! | 0 | 0 | 0 | 0
1977-02-13 | Feb | 13 | 15:00 | 35.96 | 270 | 1318.8977 | 79133.8608 | 0 | 0 | 0.041604 | 4.0107e-08 | 0.080074 | 0.014035 | 0.24 | 0.71143 | 0 | 0.73031 | 0.0020163 | 0 | #DIV/0! | #DIV/0! | #DIV/0! | #DIV/0! | 0 | 0 | 0 | 0
1977-02-13 | Feb | 13 | 16:00 | 35.96 | 280 | 1732.2835 | 103937.0112 | 0 | 0 | 0.041604 | 4.0107e-08 | 0.080074 | 0.014035 | 0.24 | 0.71143 | 0 | 0.73031 | 0.0020163 | 0 | #DIV/0! | #DIV/0! | #DIV/0! | #DIV/0! | 0 | 0 | 0 | 0
1977-02-13 | Feb | 13 | 17:00 | 35.06 | 290 | 1023.6221 | 61417.3248 | 0 | 0 | 0.041583 | 4.0007e-08 | 0.08022 | 0.014012 | 0.24 | 0.71226 | 0 | 0.72776 | 0.00202 | 0 | #DIV/0! | #DIV/0! | #DIV/0! | #DIV/0! | 0 | 0 | 0 | 0
1977-02-13 | Feb | 13 | 18:00 | 33.98 | 280 | 610.2362 | 36614.1744 | 0 | 0 | 0.041558 | 3.9887e-08 | 0.080395 | 0.013983 | 0.24 | 0.71327 | 0 | 0.72473 | 0.0020244 | 0 | #DIV/0! | #DIV/0! | #DIV/0! | #DIV/0! | 0 | 0 | 0 | 0
1977-02-13 | Feb | 13 | 19:00 | 30.92 | 240 | 413.3858 | 24803.1504 | 0 | 0 | 0.041487 | 3.9547e-08 | 0.080891 | 0.013904 | 0.24 | 0.71612 | 0 | 0.71619 | 0.002037 | 0 | #DIV/0! | #DIV/0! | #DIV/0! | #DIV/0! | 0 | 0 | 0 | 0
1977-02-13 | Feb | 13 | 20:00 | 28.94 | 230 | 413.3858 | 24803.1504 | 0 | 0 | 0.041368 | 3.9268e-08 | 0.081219 | 0.013852 | 0.24 | 0.71671 | 0 | 0.71065 | 0.0020452 | 0 | #DIV/0! | #DIV/0! | #DIV/0! | #DIV/0! | 0 | 0 | 0 | 0
1977-02-13 | Feb | 13 | 21:00 | 30.02 | 250 | 511.811 | 30708.6624 | 0 | 0 | 0.041466 | 3.9447e-08 | 0.081037 | 0.013881 | 0.24 | 0.71697 | 0 | 0.71369 | 0.0020407 | 0 | #DIV/0! | #DIV/0! | #DIV/0! | #DIV/0! | 0 | 0 | 0 | 0
1977-02-13 | Feb | 13 | 22:00 | 30.02 | 260 | 511.811 | 30708.6624 | 0 | 0 | 0.041466 | 3.9447e-08 | 0.081037 | 0.013881 | 0.24 | 0.71697 | 0 | 0.71369 | 0.0020407 | 0 | #DIV/0! | #DIV/0! | #DIV/0! | #DIV/0! | 0 | 0 | 0 | 0
1977-02-13 | Feb | 13 | 23:00 | 30.02 | 280 | 511.811 | 30708.6624 | 0 | 0 | 0.041466 | 3.9447e-08 | 0.081037 | 0.013881 | 0.24 | 0.71697 | 0 | 0.71369 | 0.0020407 | 0 | #DIV/0! | #DIV/0! | #DIV/0! | #DIV/0! | 0 | 0 | 0 | 0
1977-02-13 | Feb | 13 | 24:00 | 28.94 | 290 | 511.811 | 30708.6624 | 0 | 0 | 0.041368 | 3.9268e-08 | 0.081219 | 0.013852 | 0.24 | 0.71671 | 0 | 0.71065 | 0.0020452 | 0 | #DIV/0! | #DIV/0! | #DIV/0! | #DIV/0! | 0 | 0 | 0 | 0
1977-02-14 | Feb | 14 | 1:00 | 28.94 | 310 | 610.2362 | 36614.1744 | 0 | 0 | 0.041368 | 3.9268e-08 | 0.081219 | 0.013852 | 0.24 | 0.71671 | 0 | 0.71065 | 0.0020452 | 0 | #DIV/0! | #DIV/0! | #DIV/0! | #DIV/0! | 0 | 0 | 0 | 0
1977-02-14 | Feb | 14 | 2:00 | 28.94 | 320 | 807.0866 | 48425.1984 | 0 | 0 | 0.041368 | 3.9268e-08 | 0.081219 | 0.013852 | 0.24 | 0.71671 | 0 | 0.71065 | 0.0020452 | 0 | #DIV/0! | #DIV/0! | #DIV/0! | #DIV/0! | 0 | 0 | 0 | 0
1977-02-14 | Feb | 14 | 3:00 | 28.94 | 320 | 708.6614 | 42519.6864 | 0 | 0 | 0.041368 | 3.9268e-08 | 0.081219 | 0.013852 | 0.24 | 0.71671 | 0 | 0.71065 | 0.0020452 | 0 | #DIV/0! | #DIV/0! | #DIV/0! | #DIV/0! | 0 | 0 | 0 | 0
1977-02-14 | Feb | 14 | 4:00 | 28.94 | 320 | 708.6614 | 42519.6864 | 0 | 0 | 0.041368 | 3.9268e-08 | 0.081219 | 0.013852 | 0.24 | 0.71671 | 0 | 0.71065 | 0.0020452 | 0 | #DIV/0! | #DIV/0! | #DIV/0! | #DIV/0! | 0 | 0 | 0 | 0
1977-02-14 | Feb | 14 | 5:00 | 28.94 | 280 | 511.811 | 30708.6624 | 0 | 0 | 0.041368 | 3.9268e-08 | 0.081219 | 0.013852 | 0.24 | 0.71671 | 0 | 0.71065 | 0.0020452 | 0 | #DIV/0! | #DIV/0! | #DIV/0! | #DIV/0! | 0 | 0 | 0 | 0
1977-02-14 | Feb | 14 | 6:00 | 28.94 | 290 | 807.0866 | 48425.1984 | 0 | 0 | 0.041368 | 3.9268e-08 | 0.081219 | 0.013852 | 0.24 | 0.71671 | 0 | 0.71065 | 0.0020452 | 0 | #DIV/0! | #DIV/0! | #DIV/0! | #DIV/0! | 0 | 0 | 0 | 0
1977-02-14 | Feb | 14 | 7:00 | 26.96 | 310 | 1023.6221 | 61417.3248 | 0 | 0 | 0.041184 | 3.8938e-08 | 0.081554 | 0.013801 | 0.24 | 0.7162 | 0 | 0.70511 | 0.0020536 | 0 | #DIV/0! | #DIV/0! | #DIV/0! | #DIV/0! | 0 | 0 | 0 | 0
1977-02-14 | Feb | 14 | 8:00 | 28.04 | 310 | 1220.4725 | 73228.3488 | 0 | 0 | 0.041284 | 3.9118e-08 | 0.081371 | 0.013829 | 0.24 | 0.71648 | 0 | 0.70812 | 0.002049 | 0 | #DIV/0! | #DIV/0! | #DIV/0! | #DIV/0! | 0 | 0 | 0 | 0
1977-02-14 | Feb | 14 | 9:00 | 28.94 | 280 | 1220.4725 | 73228.3488 | 0 | 0 | 0.041368 | 3.9268e-08 | 0.081219 | 0.013852 | 0.24 | 0.71671 | 0 | 0.71065 | 0.0020452 | 0 | #DIV/0! | #DIV/0! | #DIV/0! | #DIV/0! | 0 | 0 | 0 | 0
1977-02-14 | Feb | 14 | 10:00 | 28.94 | 310 | 1122.0473 | 67322.8368 | 0 | 0 | 0.041368 | 3.9268e-08 | 0.081219 | 0.013852 | 0.24 | 0.71671 | 0 | 0.71065 | 0.0020452 | 0 | #DIV/0! | #DIV/0! | #DIV/0! | #DIV/0! | 0 | 0 | 0 | 0
1977-02-14 | Feb | 14 | 11:00 | 30.02 | 320 | 1220.4725 | 73228.3488 | 0 | 0 | 0.041466 | 3.9447e-08 | 0.081037 | 0.013881 | 0.24 | 0.71697 | 0 | 0.71369 | 0.0020407 | 0 | #DIV/0! | #DIV/0! | #DIV/0! | #DIV/0! | 0 | 0 | 0 | 0
1977-02-14 | Feb | 14 | 12:00 | 30.02 | 320 | 1417.3229 | 85039.3728 | 0 | 0 | 0.041466 | 3.9447e-08 | 0.081037 | 0.013881 | 0.24 | 0.71697 | 0 | 0.71369 | 0.0020407 | 0 | #DIV/0! | #DIV/0! | #DIV/0! | #DIV/0! | 0 | 0 | 0 | 0
1977-02-14 | Feb | 14 | 13:00 | 30.02 | 310 | 1318.8977 | 79133.8608 | 0 | 0 | 0.041466 | 3.9447e-08 | 0.081037 | 0.013881 | 0.24 | 0.71697 | 0 | 0.71369 | 0.0020407 | 0 | #DIV/0! | #DIV/0! | #DIV/0! | #DIV/0! | 0 | 0 | 0 | 0
1977-02-14 | Feb | 14 | 14:00 | 30.02 | 340 | 1515.7481 | 90944.8848 | 0 | 0 | 0.041466 | 3.9447e-08 | 0.081037 | 0.013881 | 0.24 | 0.71697 | 0 | 0.71369 | 0.0020407 | 0 | #DIV/0! | #DIV/0! | #DIV/0! | #DIV/0! | 0 | 0 | 0 | 0
1977-02-14 | Feb | 14 | 15:00 | 28.04 | 320 | 1220.4725 | 73228.3488 | 0 | 0 | 0.041284 | 3.9118e-08 | 0.081371 | 0.013829 | 0.24 | 0.71648 | 0 | 0.70812 | 0.002049 | 0 | #DIV/0! | #DIV/0! | #DIV/0! | #DIV/0! | 0 | 0 | 0 | 0
1977-02-14 | Feb | 14 | 16:00 | 28.04 | 330 | 1830.7087 | 109842.5232 | 0 | 0 | 0.041284 | 3.9118e-08 | 0.081371 | 0.013829 | 0.24 | 0.71648 | 0 | 0.70812 | 0.002049 | 0 | #DIV/0! | #DIV/0! | #DIV/0! | #DIV/0! | 0 | 0 | 0 | 0
1977-02-14 | Feb | 14 | 17:00 | 26.96 | 320 | 1732.2835 | 103937.0112 | 0 | 0 | 0.041184 | 3.8938e-08 | 0.081554 | 0.013801 | 0.24 | 0.7162 | 0 | 0.70511 | 0.0020536 | 0 | #DIV/0! | #DIV/0! | #DIV/0! | #DIV/0! | 0 | 0 | 0 | 0
1977-02-14 | Feb | 14 | 18:00 | 26.06 | 330 | 1417.3229 | 85039.3728 | 0 | 0 | 0.041101 | 3.8788e-08 | 0.081706 | 0.013778 | 0.24 | 0.71596 | 0 | 0.7026 | 0.0020574 | 0 | #DIV/0! | #DIV/0! | #DIV/0! | #DIV/0! | 0 | 0 | 0 | 0
1977-02-14 | Feb | 14 | 19:00 | 24.98 | 320 | 905.5118 | 54330.7104 | 0 | 0 | 0.041001 | 3.8608e-08 | 0.081888 | 0.013749 | 0.24 | 0.71568 | 0 | 0.6996 | 0.0020619 | 0 | #DIV/0! | #DIV/0! | #DIV/0! | #DIV/0! | 0 | 0 | 0 | 0
1977-02-14 | Feb | 14 | 20:00 | 24.08 | 300 | 807.0866 | 48425.1984 | 0 | 0 | 0.040917 | 3.8458e-08 | 0.08204 | 0.013726 | 0.24 | 0.71544 | 0 | 0.69712 | 0.0020658 | 0 | #DIV/0! | #DIV/0! | #DIV/0! | #DIV/0! | 0 | 0 | 0 | 0
1977-02-14 | Feb | 14 | 21:00 | 24.08 | 300 | 905.5118 | 54330.7104 | 0 | 0 | 0.040917 | 3.8458e-08 | 0.08204 | 0.013726 | 0.24 | 0.71544 | 0 | 0.69712 | 0.0020658 | 0 | #DIV/0! | #DIV/0! | #DIV/0! | #DIV/0! | 0 | 0 | 0 | 0
1977-02-14 | Feb | 14 | 22:00 | 24.08 | 300 | 807.0866 | 48425.1984 | 0 | 0 | 0.040917 | 3.8458e-08 | 0.08204 | 0.013726 | 0.24 | 0.71544 | 0 | 0.69712 | 0.0020658 | 0 | #DIV/0! | #DIV/0! | #DIV/0! | #DIV/0! | 0 | 0 | 0 | 0
1977-02-14 | Feb | 14 | 23:00 | 23 | 350 | 1220.4725 | 73228.3488 | 0 | 0 | 0.040817 | 3.8278e-08 | 0.082223 | 0.013698 | 0.24 | 0.71515 | 0 | 0.69415 | 0.0020704 | 0 | #DIV/0! | #DIV/0! | #DIV/0! | #DIV/0! | 0 | 0 | 0 | 0
1977-02-14 | Feb | 14 | 24:00 | 23 | 360 | 1417.3229 | 85039.3728 | 0 | 0 | 0.040817 | 3.8278e-08 | 0.082223 | 0.013698 | 0.24 | 0.71515 | 0 | 0.69415 | 0.0020704 | 0 | #DIV/0! | #DIV/0! | #DIV/0! | #DIV/0! | 0 | 0 | 0 | 0
1977-02-15 | Feb | 15 | 1:00 | 21.92 | 350 | 1515.7481 | 90944.8848 | 0 | 0 | 0.040717 | 3.8098e-08 | 0.082406 | 0.01367 | 0.24 | 0.71486 | 0 | 0.69119 | 0.002075 | 0 | #DIV/0! | #DIV/0! | #DIV/0! | #DIV/0! | 0 | 0 | 0 | 0
1977-02-15 | Feb | 15 | 2:00 | 21.02 | 330 | 1614.1733 | 96850.3968 | 0 | 0 | 0.040634 | 3.7948e-08 | 0.082558 | 0.013647 | 0.24 | 0.71462 | 0 | 0.68874 | 0.0020789 | 0 | #DIV/0! | #DIV/0! | #DIV/0! | #DIV/0! | 0 | 0 | 0 | 0
1977-02-15 | Feb | 15 | 3:00 | 19.04 | 330 | 1417.3229 | 85039.3728 | 0 | 0 | 0.040473 | 3.7644e-08 | 0.082899 | 0.013595 | 0.24 | 0.71448 | 0 | 0.68331 | 0.0020875 | 0 | #DIV/0! | #DIV/0! | #DIV/0! | #DIV/0! | 0 | 0 | 0 | 0
1977-02-15 | Feb | 15 | 4:00 | 15.08 | 320 | 1122.0473 | 67322.8368 | 0 | 0 | 0.040197 | 3.7094e-08 | 0.083596 | 0.013492 | 0.24 | 0.71504 | 0 | 0.67248 | 0.0021049 | 0 | #DIV/0! | #DIV/0! | #DIV/0! | #DIV/0! | 0 | 0 | 0 | 0
1977-02-15 | Feb | 15 | 5:00 | 14 | 310 | 905.5118 | 54330.7104 | 0 | 0 | 0.040122 | 3.6944e-08 | 0.083786 | 0.013464 | 0.24 | 0.71519 | 0 | 0.66956 | 0.0021097 | 0 | #DIV/0! | #DIV/0! | #DIV/0! | #DIV/0! | 0 | 0 | 0 | 0
1977-02-15 | Feb | 15 | 6:00 | 12.02 | 320 | 1023.6221 | 61417.3248 | 0 | 0 | 0.039985 | 3.6669e-08 | 0.084134 | 0.013413 | 0.24 | 0.71547 | 0 | 0.66424 | 0.0021186 | 0 | #DIV/0! | #DIV/0! | #DIV/0! | #DIV/0! | 0 | 0 | 0 | 0
1977-02-15 | Feb | 15 | 7:00 | 12.92 | 320 | 807.0866 | 48425.1984 | 0 | 0 | 0.040047 | 3.6794e-08 | 0.083976 | 0.013436 | 0.24 | 0.71535 | 0 | 0.66665 | 0.0021145 | 0 | #DIV/0! | #DIV/0! | #DIV/0! | #DIV/0! | 0 | 0 | 0 | 0
1977-02-15 | Feb | 15 | 8:00 | 14 | 330 | 1318.8977 | 79133.8608 | 0 | 0 | 0.040122 | 3.6944e-08 | 0.083786 | 0.013464 | 0.24 | 0.71519 | 0 | 0.66956 | 0.0021097 | 0 | #DIV/0! | #DIV/0! | #DIV/0! | #DIV/0! | 0 | 0 | 0 | 0
1977-02-15 | Feb | 15 | 9:00 | 15.98 | 330 | 1417.3229 | 85039.3728 | 0 | 0 | 0.04026 | 3.7219e-08 | 0.083438 | 0.013515 | 0.24 | 0.71491 | 0 | 0.67493 | 0.0021009 | 0 | #DIV/0! | #DIV/0! | #DIV/0! | #DIV/0! | 0 | 0 | 0 | 0
1977-02-15 | Feb | 15 | 10:00 | 19.04 | 350 | 1220.4725 | 73228.3488 | 0 | 0 | 0.040473 | 3.7644e-08 | 0.082899 | 0.013595 | 0.24 | 0.71448 | 0 | 0.68331 | 0.0020875 | 0 | #DIV/0! | #DIV/0! | #DIV/0! | #DIV/0! | 0 | 0 | 0 | 0
1977-02-15 | Feb | 15 | 11:00 | 21.02 | 310 | 1318.8977 | 79133.8608 | 0 | 0 | 0.040634 | 3.7948e-08 | 0.082558 | 0.013647 | 0.24 | 0.71462 | 0 | 0.68874 | 0.0020789 | 0 | #DIV/0! | #DIV/0! | #DIV/0! | #DIV/0! | 0 | 0 | 0 | 0
1977-02-15 | Feb | 15 | 12:00 | 21.92 | 320 | 1023.6221 | 61417.3248 | 0 | 0 | 0.040717 | 3.8098e-08 | 0.082406 | 0.01367 | 0.24 | 0.71486 | 0 | 0.69119 | 0.002075 | 0 | #DIV/0! | #DIV/0! | #DIV/0! | #DIV/0! | 0 | 0 | 0 | 0
1977-02-15 | Feb | 15 | 13:00 | 24.08 | 320 | 1515.7481 | 90944.8848 | 0 | 0 | 0.040917 | 3.8458e-08 | 0.08204 | 0.013726 | 0.24 | 0.71544 | 0 | 0.69712 | 0.0020658 | 0 | #DIV/0! | #DIV/0! | #DIV/0! | #DIV/0! | 0 | 0 | 0 | 0
1977-02-15 | Feb | 15 | 14:00 | 24.08 | 360 | 1318.8977 | 79133.8608 | 0 | 0 | 0.040917 | 3.8458e-08 | 0.08204 | 0.013726 | 0.24 | 0.71544 | 0 | 0.69712 | 0.0020658 | 0 | #DIV/0! | #DIV/0! | #DIV/0! | #DIV/0! | 0 | 0 | 0 | 0
1977-02-15 | Feb | 15 | 15:00 | 24.08 | 10 | 905.5118 | 54330.7104 | 0 | 0 | 0.040917 | 3.8458e-08 | 0.08204 | 0.013726 | 0.24 | 0.71544 | 0 | 0.69712 | 0.0020658 | 0 | #DIV/0! | #DIV/0! | #DIV/0! | #DIV/0! | 0 | 0 | 0 | 0
1977-02-15 | Feb | 15 | 16:00 | 24.08 | 10 | 708.6614 | 42519.6864 | 0 | 0 | 0.040917 | 3.8458e-08 | 0.08204 | 0.013726 | 0.24 | 0.71544 | 0 | 0.69712 | 0.0020658 | 0 | #DIV/0! | #DIV/0! | #DIV/0! | #DIV/0! | 0 | 0 | 0 | 0
1977-02-15 | Feb | 15 | 17:00 | 21.92 | 350 | 1023.6221 | 61417.3248 | 0 | 0 | 0.040717 | 3.8098e-08 | 0.082406 | 0.01367 | 0.24 | 0.71486 | 0 | 0.69119 | 0.002075 | 0 | #DIV/0! | #DIV/0! | #DIV/0! | #DIV/0! | 0 | 0 | 0 | 0
1977-02-15 | Feb | 15 | 18:00 | 19.04 | 350 | 807.0866 | 48425.1984 | 0 | 0 | 0.040473 | 3.7644e-08 | 0.082899 | 0.013595 | 0.24 | 0.71448 | 0 | 0.68331 | 0.0020875 | 0 | #DIV/0! | #DIV/0! | #DIV/0! | #DIV/0! | 0 | 0 | 0 | 0
1977-02-15 | Feb | 15 | 19:00 | 19.04 | 340 | 905.5118 | 54330.7104 | 0 | 0 | 0.040473 | 3.7644e-08 | 0.082899 | 0.013595 | 0.24 | 0.71448 | 0 | 0.68331 | 0.0020875 | 0 | #DIV/0! | #DIV/0! | #DIV/0! | #DIV/0! | 0 | 0 | 0 | 0
1977-02-15 | Feb | 15 | 20:00 | 17.06 | 330 | 1023.6221 | 61417.3248 | 0 | 0 | 0.040335 | 3.7369e-08 | 0.083247 | 0.013544 | 0.24 | 0.71476 | 0 | 0.67788 | 0.0020962 | 0 | #DIV/0! | #DIV/0! | #DIV/0! | #DIV/0! | 0 | 0 | 0 | 0
1977-02-15 | Feb | 15 | 21:00 | 15.98 | 340 | 807.0866 | 48425.1984 | 0 | 0 | 0.04026 | 3.7219e-08 | 0.083438 | 0.013515 | 0.24 | 0.71491 | 0 | 0.67493 | 0.0021009 | 0 | #DIV/0! | #DIV/0! | #DIV/0! | #DIV/0! | 0 | 0 | 0 | 0
1977-02-15 | Feb | 15 | 22:00 | 15.08 | 350 | 807.0866 | 48425.1984 | 0 | 0 | 0.040197 | 3.7094e-08 | 0.083596 | 0.013492 | 0.24 | 0.71504 | 0 | 0.67248 | 0.0021049 | 0 | #DIV/0! | #DIV/0! | #DIV/0! | #DIV/0! | 0 | 0 | 0 | 0
1977-02-15 | Feb | 15 | 23:00 | 14 | 340 | 610.2362 | 36614.1744 | 0 | 0 | 0.040122 | 3.6944e-08 | 0.083786 | 0.013464 | 0.24 | 0.71519 | 0 | 0.66956 | 0.0021097 | 0 | #DIV/0! | #DIV/0! | #DIV/0! | #DIV/0! | 0 | 0 | 0 | 0
1977-02-15 | Feb | 15 | 24:00 | 12.02 | 330 | 511.811 | 30708.6624 | 0 | 0 | 0.039985 | 3.6669e-08 | 0.084134 | 0.013413 | 0.24 | 0.71547 | 0 | 0.66424 | 0.0021186 | 0 | #DIV/0! | #DIV/0! | #DIV/0! | #DIV/0! | 0 | 0 | 0 | 0
1977-02-16 | Feb | 16 | 1:00 | 12.02 | 340 | 610.2362 | 36614.1744 | 0 | 0 | 0.039985 | 3.6669e-08 | 0.084134 | 0.013413 | 0.24 | 0.71547 | 0 | 0.66424 | 0.0021186 | 0 | #DIV/0! | #DIV/0! | #DIV/0! | #DIV/0! | 0 | 0 | 0 | 0
1977-02-16 | Feb | 16 | 2:00 | 10.94 | 340 | 413.3858 | 24803.1504 | 0 | 0 | 0.03991 | 3.6519e-08 | 0.084325 | 0.013384 | 0.24 | 0.71563 | 0 | 0.66136 | 0.0021234 | 0 | #DIV/0! | #DIV/0! | #DIV/0! | #DIV/0! | 0 | 0 | 0 | 0
1977-02-16 | Feb | 16 | 3:00 | 8.96 | 300 | 511.811 | 30708.6624 | 0 | 0 | 0.039772 | 3.6244e-08 | 0.084681 | 0.013333 | 0.24 | 0.71592 | 0 | 0.65604 | 0.0021324 | 0 | #DIV/0! | #DIV/0! | #DIV/0! | #DIV/0! | 0 | 0 | 0 | 0
1977-02-16 | Feb | 16 | 4:00 | 8.96 | 280 | 413.3858 | 24803.1504 | 0 | 0 | 0.039772 | 3.6244e-08 | 0.084681 | 0.013333 | 0.24 | 0.71592 | 0 | 0.65604 | 0.0021324 | 0 | #DIV/0! | #DIV/0! | #DIV/0! | #DIV/0! | 0 | 0 | 0 | 0
1977-02-16 | Feb | 16 | 5:00 | 10.04 | 300 | 295.2756 | 17716.536 | 0 | 0 | 0.039847 | 3.6394e-08 | 0.084483 | 0.013361 | 0.24 | 0.71576 | 0 | 0.65896 | 0.0021275 | 0 | #DIV/0! | #DIV/0! | #DIV/0! | #DIV/0! | 0 | 0 | 0 | 0
1977-02-16 | Feb | 16 | 6:00 | 8.06 | 290 | 295.2756 | 17716.536 | 0 | 0 | 0.039709 | 3.6119e-08 | 0.084847 | 0.01331 | 0.24 | 0.71605 | 0 | 0.65361 | 0.0021365 | 0 | #DIV/0! | #DIV/0! | #DIV/0! | #DIV/0! | 0 | 0 | 0 | 0
1977-02-16 | Feb | 16 | 7:00 | 10.94 | 290 | 413.3858 | 24803.1504 | 0 | 0 | 0.03991 | 3.6519e-08 | 0.084325 | 0.013384 | 0.24 | 0.71563 | 0 | 0.66136 | 0.0021234 | 0 | #DIV/0! | #DIV/0! | #DIV/0! | #DIV/0! | 0 | 0 | 0 | 0
1977-02-16 | Feb | 16 | 8:00 | 14 | 290 | 295.2756 | 17716.536 | 0 | 0 | 0.040122 | 3.6944e-08 | 0.083786 | 0.013464 | 0.24 | 0.71519 | 0 | 0.66956 | 0.0021097 | 0 | #DIV/0! | #DIV/0! | #DIV/0! | #DIV/0! | 0 | 0 | 0 | 0
1977-02-16 | Feb | 16 | 9:00 | 17.96 | 340 | 610.2362 | 36614.1744 | 0 | 0 | 0.040397 | 3.7494e-08 | 0.083089 | 0.013567 | 0.24 | 0.71463 | 0 | 0.68034 | 0.0020922 | 0 | #DIV/0! | #DIV/0! | #DIV/0! | #DIV/0! | 0 | 0 | 0 | 0
1977-02-16 | Feb | 16 | 10:00 | 19.94 | 290 | 413.3858 | 24803.1504 | 0 | 0 | 0.040535 | 3.7769e-08 | 0.082741 | 0.013618 | 0.24 | 0.71436 | 0 | 0.6858 | 0.0020836 | 0 | #DIV/0! | #DIV/0! | #DIV/0! | #DIV/0! | 0 | 0 | 0 | 0
1977-02-16 | Feb | 16 | 11:00 | 21.92 | 270 | 807.0866 | 48425.1984 | 0 | 0 | 0.040717 | 3.8098e-08 | 0.082406 | 0.01367 | 0.24 | 0.71486 | 0 | 0.69119 | 0.002075 | 0 | #DIV/0! | #DIV/0! | #DIV/0! | #DIV/0! | 0 | 0 | 0 | 0
1977-02-16 | Feb | 16 | 12:00 | 24.08 | 290 | 708.6614 | 42519.6864 | 0 | 0 | 0.040917 | 3.8458e-08 | 0.08204 | 0.013726 | 0.24 | 0.71544 | 0 | 0.69712 | 0.0020658 | 0 | #DIV/0! | #DIV/0! | #DIV/0! | #DIV/0! | 0 | 0 | 0 | 0
1977-02-16 | Feb | 16 | 13:00 | 24.98 | 240 | 807.0866 | 48425.1984 | 0 | 0 | 0.041001 | 3.8608e-08 | 0.081888 | 0.013749 | 0.24 | 0.71568 | 0 | 0.6996 | 0.0020619 | 0 | #DIV/0! | #DIV/0! | #DIV/0! | #DIV/0! | 0 | 0 | 0 | 0
1977-02-16 | Feb | 16 | 14:00 | 24.98 | 290 | 413.3858 | 24803.1504 | 0 | 0 | 0.041001 | 3.8608e-08 | 0.081888 | 0.013749 | 0.24 | 0.71568 | 0 | 0.6996 | 0.0020619 | 0 | #DIV/0! | #DIV/0! | #DIV/0! | #DIV/0! | 0 | 0 | 0 | 0
1977-02-16 | Feb | 16 | 15:00 | 26.06 | 280 | 610.2362 | 36614.1744 | 0 | 0 | 0.041101 | 3.8788e-08 | 0.081706 | 0.013778 | 0.24 | 0.71596 | 0 | 0.7026 | 0.0020574 | 0 | #DIV/0! | #DIV/0! | #DIV/0! | #DIV/0! | 0 | 0 | 0 | 0
1977-02-16 | Feb | 16 | 16:00 | 26.06 | 290 | 807.0866 | 48425.1984 | 0 | 0 | 0.041101 | 3.8788e-08 | 0.081706 | 0.013778 | 0.24 | 0.71596 | 0 | 0.7026 | 0.0020574 | 0 | #DIV/0! | #DIV/0! | #DIV/0! | #DIV/0! | 0 | 0 | 0 | 0
1977-02-16 | Feb | 16 | 17:00 | 24.08 | 230 | 708.6614 | 42519.6864 | 0 | 0 | 0.040917 | 3.8458e-08 | 0.08204 | 0.013726 | 0.24 | 0.71544 | 0 | 0.69712 | 0.0020658 | 0 | #DIV/0! | #DIV/0! | #DIV/0! | #DIV/0! | 0 | 0 | 0 | 0
1977-02-16 | Feb | 16 | 18:00 | 21.02 | 260 | 610.2362 | 36614.1744 | 0 | 0 | 0.040634 | 3.7948e-08 | 0.082558 | 0.013647 | 0.24 | 0.71462 | 0 | 0.68874 | 0.0020789 | 0 | #DIV/0! | #DIV/0! | #DIV/0! | #DIV/0! | 0 | 0 | 0 | 0
1977-02-16 | Feb | 16 | 19:00 | 19.94 | 0 | 0 | 0 | 0 | 0 | 0.040535 | 3.7769e-08 | 0.082741 | 0.013618 | 0.24 | 0.71436 | 0 | 0.6858 | 0.0020836 | 0 | #DIV/0! | #DIV/0! | #DIV/0! | #DIV/0! | 0 | 0 | 0 | 0
1977-02-16 | Feb | 16 | 20:00 | 17.96 | 0 | 0 | 0 | 0 | 0 | 0.040397 | 3.7494e-08 | 0.083089 | 0.013567 | 0.24 | 0.71463 | 0 | 0.68034 | 0.0020922 | 0 | #DIV/0! | #DIV/0! | #DIV/0! | #DIV/0! | 0 | 0 | 0 | 0
1977-02-16 | Feb | 16 | 21:00 | 15.98 | 240 | 413.3858 | 24803.1504 | 0 | 0 | 0.04026 | 3.7219e-08 | 0.083438 | 0.013515 | 0.24 | 0.71491 | 0 | 0.67493 | 0.0021009 | 0 | #DIV/0! | #DIV/0! | #DIV/0! | #DIV/0! | 0 | 0 | 0 | 0
1977-02-16 | Feb | 16 | 22:00 | 17.06 | 230 | 295.2756 | 17716.536 | 0 | 0 | 0.040335 | 3.7369e-08 | 0.083247 | 0.013544 | 0.24 | 0.71476 | 0 | 0.67788 | 0.0020962 | 0 | #DIV/0! | #DIV/0! | #DIV/0! | #DIV/0! | 0 | 0 | 0 | 0
1977-02-16 | Feb | 16 | 23:00 | 15.08 | 180 | 511.811 | 30708.6624 | 0 | 0 | 0.040197 | 3.7094e-08 | 0.083596 | 0.013492 | 0.24 | 0.71504 | 0 | 0.67248 | 0.0021049 | 0 | #DIV/0! | #DIV/0! | #DIV/0! | #DIV/0! | 0 | 0 | 0 | 0
1977-02-16 | Feb | 16 | 24:00 | 12.92 | 200 | 413.3858 | 24803.1504 | 0 | 0 | 0.040047 | 3.6794e-08 | 0.083976 | 0.013436 | 0.24 | 0.71535 | 0 | 0.66665 | 0.0021145 | 0 | #DIV/0! | #DIV/0! | #DIV/0! | #DIV/0! | 0 | 0 | 0 | 0
1977-02-17 | Feb | 17 | 1:00 | 15.08 | 190 | 511.811 | 30708.6624 | 0 | 0 | 0.040197 | 3.7094e-08 | 0.083596 | 0.013492 | 0.24 | 0.71504 | 0 | 0.67248 | 0.0021049 | 0 | #DIV/0! | #DIV/0! | #DIV/0! | #DIV/0! | 0 | 0 | 0 | 0
1977-02-17 | Feb | 17 | 2:00 | 15.98 | 180 | 610.2362 | 36614.1744 | 0 | 0 | 0.04026 | 3.7219e-08 | 0.083438 | 0.013515 | 0.24 | 0.71491 | 0 | 0.67493 | 0.0021009 | 0 | #DIV/0! | #DIV/0! | #DIV/0! | #DIV/0! | 0 | 0 | 0 | 0
1977-02-17 | Feb | 17 | 3:00 | 17.96 | 200 | 610.2362 | 36614.1744 | 0 | 0 | 0.040397 | 3.7494e-08 | 0.083089 | 0.013567 | 0.24 | 0.71463 | 0 | 0.68034 | 0.0020922 | 0 | #DIV/0! | #DIV/0! | #DIV/0! | #DIV/0! | 0 | 0 | 0 | 0
1977-02-17 | Feb | 17 | 4:00 | 17.96 | 200 | 807.0866 | 48425.1984 | 0 | 0 | 0.040397 | 3.7494e-08 | 0.083089 | 0.013567 | 0.24 | 0.71463 | 0 | 0.68034 | 0.0020922 | 0 | #DIV/0! | #DIV/0! | #DIV/0! | #DIV/0! | 0 | 0 | 0 | 0
1977-02-17 | Feb | 17 | 5:00 | 17.96 | 190 | 807.0866 | 48425.1984 | 0 | 0 | 0.040397 | 3.7494e-08 | 0.083089 | 0.013567 | 0.24 | 0.71463 | 0 | 0.68034 | 0.0020922 | 0 | #DIV/0! | #DIV/0! | #DIV/0! | #DIV/0! | 0 | 0 | 0 | 0
1977-02-17 | Feb | 17 | 6:00 | 17.06 | 190 | 807.0866 | 48425.1984 | 0 | 0 | 0.040335 | 3.7369e-08 | 0.083247 | 0.013544 | 0.24 | 0.71476 | 0 | 0.67788 | 0.0020962 | 0 | #DIV/0! | #DIV/0! | #DIV/0! | #DIV/0! | 0 | 0 | 0 | 0
1977-02-17 | Feb | 17 | 7:00 | 17.96 | 200 | 708.6614 | 42519.6864 | 0 | 0 | 0.040397 | 3.7494e-08 | 0.083089 | 0.013567 | 0.24 | 0.71463 | 0 | 0.68034 | 0.0020922 | 0 | #DIV/0! | #DIV/0! | #DIV/0! | #DIV/0! | 0 | 0 | 0 | 0
1977-02-17 | Feb | 17 | 8:00 | 19.94 | 190 | 1023.6221 | 61417.3248 | 0 | 0 | 0.040535 | 3.7769e-08 | 0.082741 | 0.013618 | 0.24 | 0.71436 | 0 | 0.6858 | 0.0020836 | 0 | #DIV/0! | #DIV/0! | #DIV/0! | #DIV/0! | 0 | 0 | 0 | 0
1977-02-17 | Feb | 17 | 9:00 | 23 | 190 | 1220.4725 | 73228.3488 | 0 | 0 | 0.040817 | 3.8278e-08 | 0.082223 | 0.013698 | 0.24 | 0.71515 | 0 | 0.69415 | 0.0020704 | 0 | #DIV/0! | #DIV/0! | #DIV/0! | #DIV/0! | 0 | 0 | 0 | 0
1977-02-17 | Feb | 17 | 10:00 | 26.06 | 200 | 1318.8977 | 79133.8608 | 0 | 0 | 0.041101 | 3.8788e-08 | 0.081706 | 0.013778 | 0.24 | 0.71596 | 0 | 0.7026 | 0.0020574 | 0 | #DIV/0! | #DIV/0! | #DIV/0! | #DIV/0! | 0 | 0 | 0 | 0
1977-02-17 | Feb | 17 | 11:00 | 30.92 | 190 | 1614.1733 | 96850.3968 | 0 | 0 | 0.041487 | 3.9547e-08 | 0.080891 | 0.013904 | 0.24 | 0.71612 | 0 | 0.71619 | 0.002037 | 0 | #DIV/0! | #DIV/0! | #DIV/0! | #DIV/0! | 0 | 0 | 0 | 0
1977-02-17 | Feb | 17 | 12:00 | 33.98 | 200 | 1732.2835 | 103937.0112 | 0 | 0 | 0.041558 | 3.9887e-08 | 0.080395 | 0.013983 | 0.24 | 0.71327 | 0 | 0.72473 | 0.0020244 | 0 | #DIV/0! | #DIV/0! | #DIV/0! | #DIV/0! | 0 | 0 | 0 | 0
1977-02-17 | Feb | 17 | 13:00 | 35.06 | 190 | 1614.1733 | 96850.3968 | 0 | 0 | 0.041583 | 4.0007e-08 | 0.08022 | 0.014012 | 0.24 | 0.71226 | 0 | 0.72776 | 0.00202 | 0 | #DIV/0! | #DIV/0! | #DIV/0! | #DIV/0! | 0 | 0 | 0 | 0
1977-02-17 | Feb | 17 | 14:00 | 35.96 | 200 | 1318.8977 | 79133.8608 | 0 | 0 | 0.041604 | 4.0107e-08 | 0.080074 | 0.014035 | 0.24 | 0.71143 | 0 | 0.73031 | 0.0020163 | 0 | #DIV/0! | #DIV/0! | #DIV/0! | #DIV/0! | 0 | 0 | 0 | 0
1977-02-17 | Feb | 17 | 15:00 | 37.94 | 200 | 1515.7481 | 90944.8848 | 0 | 0 | 0.04165 | 4.0327e-08 | 0.079754 | 0.014086 | 0.24 | 0.70961 | 0 | 0.73593 | 0.0020083 | 0 | #DIV/0! | #DIV/0! | #DIV/0! | #DIV/0! | 0 | 0 | 0 | 0
1977-02-17 | Feb | 17 | 16:00 | 37.04 | 170 | 1417.3229 | 85039.3728 | 0 | 0 | 0.041629 | 4.0227e-08 | 0.0799 | 0.014063 | 0.24 | 0.71044 | 0 | 0.73337 | 0.0020119 | 0 | #DIV/0! | #DIV/0! | #DIV/0! | #DIV/0! | 0 | 0 | 0 | 0
1977-02-17 | Feb | 17 | 17:00 | 35.96 | 170 | 1614.1733 | 96850.3968 | 0 | 0 | 0.041604 | 4.0107e-08 | 0.080074 | 0.014035 | 0.24 | 0.71143 | 0 | 0.73031 | 0.0020163 | 0 | #DIV/0! | #DIV/0! | #DIV/0! | #DIV/0! | 0 | 0 | 0 | 0
1977-02-17 | Feb | 17 | 18:00 | 35.06 | 190 | 1023.6221 | 61417.3248 | 0 | 0 | 0.041583 | 4.0007e-08 | 0.08022 | 0.014012 | 0.24 | 0.71226 | 0 | 0.72776 | 0.00202 | 0 | #DIV/0! | #DIV/0! | #DIV/0! | #DIV/0! | 0 | 0 | 0 | 0
1977-02-17 | Feb | 17 | 19:00 | 33.98 | 180 | 1220.4725 | 73228.3488 | 0 | 0 | 0.041558 | 3.9887e-08 | 0.080395 | 0.013983 | 0.24 | 0.71327 | 0 | 0.72473 | 0.0020244 | 0 | #DIV/0! | #DIV/0! | #DIV/0! | #DIV/0! | 0 | 0 | 0 | 0
1977-02-17 | Feb | 17 | 20:00 | 33.08 | 180 | 1122.0473 | 67322.8368 | 0 | 0 | 0.041537 | 3.9787e-08 | 0.080541 | 0.01396 | 0.24 | 0.7141 | 0 | 0.7222 | 0.0020281 | 0 | #DIV/0! | #DIV/0! | #DIV/0! | #DIV/0! | 0 | 0 | 0 | 0
1977-02-17 | Feb | 17 | 21:00 | 33.08 | 180 | 905.5118 | 54330.7104 | 0 | 0 | 0.041537 | 3.9787e-08 | 0.080541 | 0.01396 | 0.24 | 0.7141 | 0 | 0.7222 | 0.0020281 | 0 | #DIV/0! | #DIV/0! | #DIV/0! | #DIV/0! | 0 | 0 | 0 | 0
1977-02-17 | Feb | 17 | 22:00 | 33.98 | 180 | 905.5118 | 54330.7104 | 0 | 0 | 0.041558 | 3.9887e-08 | 0.080395 | 0.013983 | 0.24 | 0.71327 | 0 | 0.72473 | 0.0020244 | 0 | #DIV/0! | #DIV/0! | #DIV/0! | #DIV/0! | 0 | 0 | 0 | 0
1977-02-17 | Feb | 17 | 23:00 | 33.98 | 180 | 708.6614 | 42519.6864 | 0 | 0 | 0.041558 | 3.9887e-08 | 0.080395 | 0.013983 | 0.24 | 0.71327 | 0 | 0.72473 | 0.0020244 | 0 | #DIV/0! | #DIV/0! | #DIV/0! | #DIV/0! | 0 | 0 | 0 | 0
1977-02-17 | Feb | 17 | 24:00 | 33.98 | 180 | 807.0866 | 48425.1984 | 0 | 0 | 0.041558 | 3.9887e-08 | 0.080395 | 0.013983 | 0.24 | 0.71327 | 0 | 0.72473 | 0.0020244 | 0 | #DIV/0! | #DIV/0! | #DIV/0! | #DIV/0! | 0 | 0 | 0 | 0
1977-02-18 | Feb | 18 | 1:00 | 33.98 | 180 | 1023.6221 | 61417.3248 | 0 | 0 | 0.041558 | 3.9887e-08 | 0.080395 | 0.013983 | 0.24 | 0.71327 | 0 | 0.72473 | 0.0020244 | 0 | #DIV/0! | #DIV/0! | #DIV/0! | #DIV/0! | 0 | 0 | 0 | 0
1977-02-18 | Feb | 18 | 2:00 | 33.98 | 180 | 413.3858 | 24803.1504 | 0 | 0 | 0.041558 | 3.9887e-08 | 0.080395 | 0.013983 | 0.24 | 0.71327 | 0 | 0.72473 | 0.0020244 | 0 | #DIV/0! | #DIV/0! | #DIV/0! | #DIV/0! | 0 | 0 | 0 | 0
1977-02-18 | Feb | 18 | 3:00 | 33.98 | 210 | 610.2362 | 36614.1744 | 0 | 0 | 0.041558 | 3.9887e-08 | 0.080395 | 0.013983 | 0.24 | 0.71327 | 0 | 0.72473 | 0.0020244 | 0 | #DIV/0! | #DIV/0! | #DIV/0! | #DIV/0! | 0 | 0 | 0 | 0
1977-02-18 | Feb | 18 | 4:00 | 32 | 190 | 511.811 | 30708.6624 | 0 | 0 | 0.041512 | 3.9667e-08 | 0.080716 | 0.013932 | 0.24 | 0.71511 | 0 | 0.71919 | 0.0020325 | 0 | #DIV/0! | #DIV/0! | #DIV/0! | #DIV/0! | 0 | 0 | 0 | 0
1977-02-18 | Feb | 18 | 5:00 | 28.94 | 210 | 413.3858 | 24803.1504 | 0 | 0 | 0.041368 | 3.9268e-08 | 0.081219 | 0.013852 | 0.24 | 0.71671 | 0 | 0.71065 | 0.0020452 | 0 | #DIV/0! | #DIV/0! | #DIV/0! | #DIV/0! | 0 | 0 | 0 | 0
1977-02-18 | Feb | 18 | 6:00 | 30.02 | 260 | 610.2362 | 36614.1744 | 0 | 0 | 0.041466 | 3.9447e-08 | 0.081037 | 0.013881 | 0.24 | 0.71697 | 0 | 0.71369 | 0.0020407 | 0 | #DIV/0! | #DIV/0! | #DIV/0! | #DIV/0! | 0 | 0 | 0 | 0
1977-02-18 | Feb | 18 | 7:00 | 30.92 | 260 | 413.3858 | 24803.1504 | 0 | 0 | 0.041487 | 3.9547e-08 | 0.080891 | 0.013904 | 0.24 | 0.71612 | 0 | 0.71619 | 0.002037 | 0 | #DIV/0! | #DIV/0! | #DIV/0! | #DIV/0! | 0 | 0 | 0 | 0
1977-02-18 | Feb | 18 | 8:00 | 30.92 | 260 | 807.0866 | 48425.1984 | 0 | 0 | 0.041487 | 3.9547e-08 | 0.080891 | 0.013904 | 0.24 | 0.71612 | 0 | 0.71619 | 0.002037 | 0 | #DIV/0! | #DIV/0! | #DIV/0! | #DIV/0! | 0 | 0 | 0 | 0
1977-02-18 | Feb | 18 | 9:00 | 32 | 290 | 610.2362 | 36614.1744 | 0 | 0 | 0.041512 | 3.9667e-08 | 0.080716 | 0.013932 | 0.24 | 0.71511 | 0 | 0.71919 | 0.0020325 | 0 | #DIV/0! | #DIV/0! | #DIV/0! | #DIV/0! | 0 | 0 | 0 | 0
1977-02-18 | Feb | 18 | 10:00 | 35.06 | 270 | 708.6614 | 42519.6864 | 0 | 0 | 0.041583 | 4.0007e-08 | 0.08022 | 0.014012 | 0.24 | 0.71226 | 0 | 0.72776 | 0.00202 | 0 | #DIV/0! | #DIV/0! | #DIV/0! | #DIV/0! | 0 | 0 | 0 | 0
1977-02-18 | Feb | 18 | 11:00 | 39.92 | 270 | 708.6614 | 42519.6864 | 0 | 0 | 0.041696 | 4.0547e-08 | 0.079433 | 0.014138 | 0.24 | 0.70781 | 0 | 0.74161 | 0.0020003 | 0 | #DIV/0! | #DIV/0! | #DIV/0! | #DIV/0! | 0 | 0 | 0 | 0
1977-02-18 | Feb | 18 | 12:00 | 42.08 | 260 | 1122.0473 | 67322.8368 | 0 | 0 | 0.04189 | 4.0902e-08 | 0.079096 | 0.014194 | 0.24 | 0.7083 | 0 | 0.74773 | 0.0019917 | 0 | #DIV/0! | #DIV/0! | #DIV/0! | #DIV/0! | 0 | 0 | 0 | 0
1977-02-18 | Feb | 18 | 13:00 | 42.98 | 260 | 1122.0473 | 67322.8368 | 0 | 0 | 0.041974 | 4.1052e-08 | 0.078955 | 0.014217 | 0.24 | 0.70854 | 0 | 0.75029 | 0.0019882 | 0 | #DIV/0! | #DIV/0! | #DIV/0! | #DIV/0! | 0 | 0 | 0 | 0
1977-02-18 | Feb | 18 | 14:00 | 42.98 | 260 | 1220.4725 | 73228.3488 | 0 | 0 | 0.041974 | 4.1052e-08 | 0.078955 | 0.014217 | 0.24 | 0.70854 | 0 | 0.75029 | 0.0019882 | 0 | #DIV/0! | #DIV/0! | #DIV/0! | #DIV/0! | 0 | 0 | 0 | 0
1977-02-18 | Feb | 18 | 15:00 | 44.06 | 280 | 1318.8977 | 79133.8608 | 0 | 0 | 0.042074 | 4.1232e-08 | 0.078787 | 0.014246 | 0.24 | 0.70883 | 0 | 0.75338 | 0.0019839 | 0 | #DIV/0! | #DIV/0! | #DIV/0! | #DIV/0! | 0 | 0 | 0 | 0
1977-02-18 | Feb | 18 | 16:00 | 42.98 | 290 | 1023.6221 | 61417.3248 | 0 | 0 | 0.041974 | 4.1052e-08 | 0.078955 | 0.014217 | 0.24 | 0.70854 | 0 | 0.75029 | 0.0019882 | 0 | #DIV/0! | #DIV/0! | #DIV/0! | #DIV/0! | 0 | 0 | 0 | 0
1977-02-18 | Feb | 18 | 17:00 | 41 | 280 | 1023.6221 | 61417.3248 | 0 | 0 | 0.04179 | 4.0722e-08 | 0.079264 | 0.014166 | 0.24 | 0.70801 | 0 | 0.74466 | 0.001996 | 0 | #DIV/0! | #DIV/0! | #DIV/0! | #DIV/0! | 0 | 0 | 0 | 0
1977-02-18 | Feb | 18 | 18:00 | 35.96 | 280 | 708.6614 | 42519.6864 | 0 | 0 | 0.041604 | 4.0107e-08 | 0.080074 | 0.014035 | 0.24 | 0.71143 | 0 | 0.73031 | 0.0020163 | 0 | #DIV/0! | #DIV/0! | #DIV/0! | #DIV/0! | 0 | 0 | 0 | 0
1977-02-18 | Feb | 18 | 19:00 | 33.98 | 270 | 610.2362 | 36614.1744 | 0 | 0 | 0.041558 | 3.9887e-08 | 0.080395 | 0.013983 | 0.24 | 0.71327 | 0 | 0.72473 | 0.0020244 | 0 | #DIV/0! | #DIV/0! | #DIV/0! | #DIV/0! | 0 | 0 | 0 | 0
1977-02-18 | Feb | 18 | 20:00 | 35.06 | 260 | 511.811 | 30708.6624 | 0 | 0 | 0.041583 | 4.0007e-08 | 0.08022 | 0.014012 | 0.24 | 0.71226 | 0 | 0.72776 | 0.00202 | 0 | #DIV/0! | #DIV/0! | #DIV/0! | #DIV/0! | 0 | 0 | 0 | 0
1977-02-18 | Feb | 18 | 21:00 | 33.98 | 290 | 610.2362 | 36614.1744 | 0 | 0 | 0.041558 | 3.9887e-08 | 0.080395 | 0.013983 | 0.24 | 0.71327 | 0 | 0.72473 | 0.0020244 | 0 | #DIV/0! | #DIV/0! | #DIV/0! | #DIV/0! | 0 | 0 | 0 | 0
1977-02-18 | Feb | 18 | 22:00 | 32 | 350 | 807.0866 | 48425.1984 | 0 | 0 | 0.041512 | 3.9667e-08 | 0.080716 | 0.013932 | 0.24 | 0.71511 | 0 | 0.71919 | 0.0020325 | 0 | #DIV/0! | #DIV/0! | #DIV/0! | #DIV/0! | 0 | 0 | 0 | 0
1977-02-18 | Feb | 18 | 23:00 | 30.92 | 260 | 413.3858 | 24803.1504 | 0 | 0 | 0.041487 | 3.9547e-08 | 0.080891 | 0.013904 | 0.24 | 0.71612 | 0 | 0.71619 | 0.002037 | 0 | #DIV/0! | #DIV/0! | #DIV/0! | #DIV/0! | 0 | 0 | 0 | 0
1977-02-18 | Feb | 18 | 24:00 | 28.04 | 250 | 511.811 | 30708.6624 | 0 | 0 | 0.041284 | 3.9118e-08 | 0.081371 | 0.013829 | 0.24 | 0.71648 | 0 | 0.70812 | 0.002049 | 0 | #DIV/0! | #DIV/0! | #DIV/0! | #DIV/0! | 0 | 0 | 0 | 0
1977-02-19 | Feb | 19 | 1:00 | 28.04 | 290 | 413.3858 | 24803.1504 | 0 | 0 | 0.041284 | 3.9118e-08 | 0.081371 | 0.013829 | 0.24 | 0.71648 | 0 | 0.70812 | 0.002049 | 0 | #DIV/0! | #DIV/0! | #DIV/0! | #DIV/0! | 0 | 0 | 0 | 0
1977-02-19 | Feb | 19 | 2:00 | 26.96 | 320 | 610.2362 | 36614.1744 | 0 | 0 | 0.041184 | 3.8938e-08 | 0.081554 | 0.013801 | 0.24 | 0.7162 | 0 | 0.70511 | 0.0020536 | 0 | #DIV/0! | #DIV/0! | #DIV/0! | #DIV/0! | 0 | 0 | 0 | 0
1977-02-19 | Feb | 19 | 3:00 | 28.04 | 320 | 610.2362 | 36614.1744 | 0 | 0 | 0.041284 | 3.9118e-08 | 0.081371 | 0.013829 | 0.24 | 0.71648 | 0 | 0.70812 | 0.002049 | 0 | #DIV/0! | #DIV/0! | #DIV/0! | #DIV/0! | 0 | 0 | 0 | 0
1977-02-19 | Feb | 19 | 4:00 | 30.92 | 320 | 295.2756 | 17716.536 | 0 | 0 | 0.041487 | 3.9547e-08 | 0.080891 | 0.013904 | 0.24 | 0.71612 | 0 | 0.71619 | 0.002037 | 0 | #DIV/0! | #DIV/0! | #DIV/0! | #DIV/0! | 0 | 0 | 0 | 0
1977-02-19 | Feb | 19 | 5:00 | 30.92 | 340 | 610.2362 | 36614.1744 | 0 | 0 | 0.041487 | 3.9547e-08 | 0.080891 | 0.013904 | 0.24 | 0.71612 | 0 | 0.71619 | 0.002037 | 0 | #DIV/0! | #DIV/0! | #DIV/0! | #DIV/0! | 0 | 0 | 0 | 0
1977-02-19 | Feb | 19 | 6:00 | 32 | 320 | 807.0866 | 48425.1984 | 0 | 0 | 0.041512 | 3.9667e-08 | 0.080716 | 0.013932 | 0.24 | 0.71511 | 0 | 0.71919 | 0.0020325 | 0 | #DIV/0! | #DIV/0! | #DIV/0! | #DIV/0! | 0 | 0 | 0 | 0
1977-02-19 | Feb | 19 | 7:00 | 32 | 350 | 610.2362 | 36614.1744 | 0 | 0 | 0.041512 | 3.9667e-08 | 0.080716 | 0.013932 | 0.24 | 0.71511 | 0 | 0.71919 | 0.0020325 | 0 | #DIV/0! | #DIV/0! | #DIV/0! | #DIV/0! | 0 | 0 | 0 | 0
1977-02-19 | Feb | 19 | 8:00 | 32 | 330 | 1023.6221 | 61417.3248 | 0 | 0 | 0.041512 | 3.9667e-08 | 0.080716 | 0.013932 | 0.24 | 0.71511 | 0 | 0.71919 | 0.0020325 | 0 | #DIV/0! | #DIV/0! | #DIV/0! | #DIV/0! | 0 | 0 | 0 | 0
1977-02-19 | Feb | 19 | 9:00 | 32 | 340 | 1023.6221 | 61417.3248 | 0 | 0 | 0.041512 | 3.9667e-08 | 0.080716 | 0.013932 | 0.24 | 0.71511 | 0 | 0.71919 | 0.0020325 | 0 | #DIV/0! | #DIV/0! | #DIV/0! | #DIV/0! | 0 | 0 | 0 | 0
1977-02-19 | Feb | 19 | 10:00 | 32 | 40 | 1122.0473 | 67322.8368 | 0 | 0 | 0.041512 | 3.9667e-08 | 0.080716 | 0.013932 | 0.24 | 0.71511 | 0 | 0.71919 | 0.0020325 | 0 | #DIV/0! | #DIV/0! | #DIV/0! | #DIV/0! | 0 | 0 | 0 | 0
1977-02-19 | Feb | 19 | 11:00 | 30.92 | 10 | 1220.4725 | 73228.3488 | 0 | 0 | 0.041487 | 3.9547e-08 | 0.080891 | 0.013904 | 0.24 | 0.71612 | 0 | 0.71619 | 0.002037 | 0 | #DIV/0! | #DIV/0! | #DIV/0! | #DIV/0! | 0 | 0 | 0 | 0
1977-02-19 | Feb | 19 | 12:00 | 30.02 | 360 | 1417.3229 | 85039.3728 | 0 | 0 | 0.041466 | 3.9447e-08 | 0.081037 | 0.013881 | 0.24 | 0.71697 | 0 | 0.71369 | 0.0020407 | 0 | #DIV/0! | #DIV/0! | #DIV/0! | #DIV/0! | 0 | 0 | 0 | 0
1977-02-19 | Feb | 19 | 13:00 | 30.92 | 10 | 1318.8977 | 79133.8608 | 0 | 0 | 0.041487 | 3.9547e-08 | 0.080891 | 0.013904 | 0.24 | 0.71612 | 0 | 0.71619 | 0.002037 | 0 | #DIV/0! | #DIV/0! | #DIV/0! | #DIV/0! | 0 | 0 | 0 | 0
1977-02-19 | Feb | 19 | 14:00 | 30.02 | 350 | 1318.8977 | 79133.8608 | 0 | 0 | 0.041466 | 3.9447e-08 | 0.081037 | 0.013881 | 0.24 | 0.71697 | 0 | 0.71369 | 0.0020407 | 0 | #DIV/0! | #DIV/0! | #DIV/0! | #DIV/0! | 0 | 0 | 0 | 0
1977-02-19 | Feb | 19 | 15:00 | 28.94 | 10 | 1023.6221 | 61417.3248 | 0 | 0 | 0.041368 | 3.9268e-08 | 0.081219 | 0.013852 | 0.24 | 0.71671 | 0 | 0.71065 | 0.0020452 | 0 | #DIV/0! | #DIV/0! | #DIV/0! | #DIV/0! | 0 | 0 | 0 | 0
1977-02-19 | Feb | 19 | 16:00 | 28.04 | 350 | 1023.6221 | 61417.3248 | 0 | 0 | 0.041284 | 3.9118e-08 | 0.081371 | 0.013829 | 0.24 | 0.71648 | 0 | 0.70812 | 0.002049 | 0 | #DIV/0! | #DIV/0! | #DIV/0! | #DIV/0! | 0 | 0 | 0 | 0
1977-02-19 | Feb | 19 | 17:00 | 28.04 | 340 | 610.2362 | 36614.1744 | 0 | 0 | 0.041284 | 3.9118e-08 | 0.081371 | 0.013829 | 0.24 | 0.71648 | 0 | 0.70812 | 0.002049 | 0 | #DIV/0! | #DIV/0! | #DIV/0! | #DIV/0! | 0 | 0 | 0 | 0
1977-02-19 | Feb | 19 | 18:00 | 26.96 | 350 | 807.0866 | 48425.1984 | 0 | 0 | 0.041184 | 3.8938e-08 | 0.081554 | 0.013801 | 0.24 | 0.7162 | 0 | 0.70511 | 0.0020536 | 0 | #DIV/0! | #DIV/0! | #DIV/0! | #DIV/0! | 0 | 0 | 0 | 0
1977-02-19 | Feb | 19 | 19:00 | 21.02 | 310 | 610.2362 | 36614.1744 | 0 | 0 | 0.040634 | 3.7948e-08 | 0.082558 | 0.013647 | 0.24 | 0.71462 | 0 | 0.68874 | 0.0020789 | 0 | #DIV/0! | #DIV/0! | #DIV/0! | #DIV/0! | 0 | 0 | 0 | 0
1977-02-19 | Feb | 19 | 20:00 | 19.94 | 280 | 295.2756 | 17716.536 | 0 | 0 | 0.040535 | 3.7769e-08 | 0.082741 | 0.013618 | 0.24 | 0.71436 | 0 | 0.6858 | 0.0020836 | 0 | #DIV/0! | #DIV/0! | #DIV/0! | #DIV/0! | 0 | 0 | 0 | 0
1977-02-19 | Feb | 19 | 21:00 | 21.92 | 270 | 295.2756 | 17716.536 | 0 | 0 | 0.040717 | 3.8098e-08 | 0.082406 | 0.01367 | 0.24 | 0.71486 | 0 | 0.69119 | 0.002075 | 0 | #DIV/0! | #DIV/0! | #DIV/0! | #DIV/0! | 0 | 0 | 0 | 0
1977-02-19 | Feb | 19 | 22:00 | 21.92 | 240 | 511.811 | 30708.6624 | 0 | 0 | 0.040717 | 3.8098e-08 | 0.082406 | 0.01367 | 0.24 | 0.71486 | 0 | 0.69119 | 0.002075 | 0 | #DIV/0! | #DIV/0! | #DIV/0! | #DIV/0! | 0 | 0 | 0 | 0
1977-02-19 | Feb | 19 | 23:00 | 23 | 230 | 413.3858 | 24803.1504 | 0 | 0 | 0.040817 | 3.8278e-08 | 0.082223 | 0.013698 | 0.24 | 0.71515 | 0 | 0.69415 | 0.0020704 | 0 | #DIV/0! | #DIV/0! | #DIV/0! | #DIV/0! | 0 | 0 | 0 | 0
1977-02-19 | Feb | 19 | 24:00 | 23 | 240 | 413.3858 | 24803.1504 | 0 | 0 | 0.040817 | 3.8278e-08 | 0.082223 | 0.013698 | 0.24 | 0.71515 | 0 | 0.69415 | 0.0020704 | 0 | #DIV/0! | #DIV/0! | #DIV/0! | #DIV/0! | 0 | 0 | 0 | 0
1977-02-20 | Feb | 20 | 1:00 | 23 | 270 | 511.811 | 30708.6624 | 0 | 0 | 0.040817 | 3.8278e-08 | 0.082223 | 0.013698 | 0.24 | 0.71515 | 0 | 0.69415 | 0.0020704 | 0 | #DIV/0! | #DIV/0! | #DIV/0! | #DIV/0! | 0 | 0 | 0 | 0
1977-02-20 | Feb | 20 | 2:00 | 23 | 270 | 511.811 | 30708.6624 | 0 | 0 | 0.040817 | 3.8278e-08 | 0.082223 | 0.013698 | 0.24 | 0.71515 | 0 | 0.69415 | 0.0020704 | 0 | #DIV/0! | #DIV/0! | #DIV/0! | #DIV/0! | 0 | 0 | 0 | 0
1977-02-20 | Feb | 20 | 3:00 | 23 | 280 | 610.2362 | 36614.1744 | 0 | 0 | 0.040817 | 3.8278e-08 | 0.082223 | 0.013698 | 0.24 | 0.71515 | 0 | 0.69415 | 0.0020704 | 0 | #DIV/0! | #DIV/0! | #DIV/0! | #DIV/0! | 0 | 0 | 0 | 0
1977-02-20 | Feb | 20 | 4:00 | 23 | 300 | 413.3858 | 24803.1504 | 0 | 0 | 0.040817 | 3.8278e-08 | 0.082223 | 0.013698 | 0.24 | 0.71515 | 0 | 0.69415 | 0.0020704 | 0 | #DIV/0! | #DIV/0! | #DIV/0! | #DIV/0! | 0 | 0 | 0 | 0
1977-02-20 | Feb | 20 | 5:00 | 19.94 | 310 | 708.6614 | 42519.6864 | 0 | 0 | 0.040535 | 3.7769e-08 | 0.082741 | 0.013618 | 0.24 | 0.71436 | 0 | 0.6858 | 0.0020836 | 0 | #DIV/0! | #DIV/0! | #DIV/0! | #DIV/0! | 0 | 0 | 0 | 0
1977-02-20 | Feb | 20 | 6:00 | 15.98 | 290 | 511.811 | 30708.6624 | 0 | 0 | 0.04026 | 3.7219e-08 | 0.083438 | 0.013515 | 0.24 | 0.71491 | 0 | 0.67493 | 0.0021009 | 0 | #DIV/0! | #DIV/0! | #DIV/0! | #DIV/0! | 0 | 0 | 0 | 0
1977-02-20 | Feb | 20 | 7:00 | 14 | 290 | 413.3858 | 24803.1504 | 0 | 0 | 0.040122 | 3.6944e-08 | 0.083786 | 0.013464 | 0.24 | 0.71519 | 0 | 0.66956 | 0.0021097 | 0 | #DIV/0! | #DIV/0! | #DIV/0! | #DIV/0! | 0 | 0 | 0 | 0
1977-02-20 | Feb | 20 | 8:00 | 17.96 | 290 | 610.2362 | 36614.1744 | 0 | 0 | 0.040397 | 3.7494e-08 | 0.083089 | 0.013567 | 0.24 | 0.71463 | 0 | 0.68034 | 0.0020922 | 0 | #DIV/0! | #DIV/0! | #DIV/0! | #DIV/0! | 0 | 0 | 0 | 0
1977-02-20 | Feb | 20 | 9:00 | 21.92 | 320 | 610.2362 | 36614.1744 | 0 | 0 | 0.040717 | 3.8098e-08 | 0.082406 | 0.01367 | 0.24 | 0.71486 | 0 | 0.69119 | 0.002075 | 0 | #DIV/0! | #DIV/0! | #DIV/0! | #DIV/0! | 0 | 0 | 0 | 0
1977-02-20 | Feb | 20 | 10:00 | 26.06 | 340 | 413.3858 | 24803.1504 | 0 | 0 | 0.041101 | 3.8788e-08 | 0.081706 | 0.013778 | 0.24 | 0.71596 | 0 | 0.7026 | 0.0020574 | 0 | #DIV/0! | #DIV/0! | #DIV/0! | #DIV/0! | 0 | 0 | 0 | 0
1977-02-20 | Feb | 20 | 11:00 | 28.94 | 350 | 610.2362 | 36614.1744 | 0 | 0 | 0.041368 | 3.9268e-08 | 0.081219 | 0.013852 | 0.24 | 0.71671 | 0 | 0.71065 | 0.0020452 | 0 | #DIV/0! | #DIV/0! | #DIV/0! | #DIV/0! | 0 | 0 | 0 | 0
1977-02-20 | Feb | 20 | 12:00 | 30.02 | 350 | 807.0866 | 48425.1984 | 0 | 0 | 0.041466 | 3.9447e-08 | 0.081037 | 0.013881 | 0.24 | 0.71697 | 0 | 0.71369 | 0.0020407 | 0 | #DIV/0! | #DIV/0! | #DIV/0! | #DIV/0! | 0 | 0 | 0 | 0
1977-02-20 | Feb | 20 | 13:00 | 30.92 | 330 | 905.5118 | 54330.7104 | 0 | 0 | 0.041487 | 3.9547e-08 | 0.080891 | 0.013904 | 0.24 | 0.71612 | 0 | 0.71619 | 0.002037 | 0 | #DIV/0! | #DIV/0! | #DIV/0! | #DIV/0! | 0 | 0 | 0 | 0
1977-02-20 | Feb | 20 | 14:00 | 30.92 | 340 | 1122.0473 | 67322.8368 | 0 | 0 | 0.041487 | 3.9547e-08 | 0.080891 | 0.013904 | 0.24 | 0.71612 | 0 | 0.71619 | 0.002037 | 0 | #DIV/0! | #DIV/0! | #DIV/0! | #DIV/0! | 0 | 0 | 0 | 0
1977-02-20 | Feb | 20 | 15:00 | 30.02 | 40 | 807.0866 | 48425.1984 | 0 | 0 | 0.041466 | 3.9447e-08 | 0.081037 | 0.013881 | 0.24 | 0.71697 | 0 | 0.71369 | 0.0020407 | 0 | #DIV/0! | #DIV/0! | #DIV/0! | #DIV/0! | 0 | 0 | 0 | 0
1977-02-20 | Feb | 20 | 16:00 | 28.04 | 10 | 708.6614 | 42519.6864 | 0 | 0 | 0.041284 | 3.9118e-08 | 0.081371 | 0.013829 | 0.24 | 0.71648 | 0 | 0.70812 | 0.002049 | 0 | #DIV/0! | #DIV/0! | #DIV/0! | #DIV/0! | 0 | 0 | 0 | 0
1977-02-20 | Feb | 20 | 17:00 | 26.96 | 20 | 807.0866 | 48425.1984 | 0 | 0 | 0.041184 | 3.8938e-08 | 0.081554 | 0.013801 | 0.24 | 0.7162 | 0 | 0.70511 | 0.0020536 | 0 | #DIV/0! | #DIV/0! | #DIV/0! | #DIV/0! | 0 | 0 | 0 | 0
1977-02-20 | Feb | 20 | 18:00 | 26.06 | 50 | 708.6614 | 42519.6864 | 0 | 0 | 0.041101 | 3.8788e-08 | 0.081706 | 0.013778 | 0.24 | 0.71596 | 0 | 0.7026 | 0.0020574 | 0 | #DIV/0! | #DIV/0! | #DIV/0! | #DIV/0! | 0 | 0 | 0 | 0
1977-02-20 | Feb | 20 | 19:00 | 24.98 | 30 | 610.2362 | 36614.1744 | 0 | 0 | 0.041001 | 3.8608e-08 | 0.081888 | 0.013749 | 0.24 | 0.71568 | 0 | 0.6996 | 0.0020619 | 0 | #DIV/0! | #DIV/0! | #DIV/0! | #DIV/0! | 0 | 0 | 0 | 0
1977-02-20 | Feb | 20 | 20:00 | 24.98 | 10 | 610.2362 | 36614.1744 | 0 | 0 | 0.041001 | 3.8608e-08 | 0.081888 | 0.013749 | 0.24 | 0.71568 | 0 | 0.6996 | 0.0020619 | 0 | #DIV/0! | #DIV/0! | #DIV/0! | #DIV/0! | 0 | 0 | 0 | 0
1977-02-20 | Feb | 20 | 21:00 | 24.98 | 10 | 511.811 | 30708.6624 | 0 | 0 | 0.041001 | 3.8608e-08 | 0.081888 | 0.013749 | 0.24 | 0.71568 | 0 | 0.6996 | 0.0020619 | 0 | #DIV/0! | #DIV/0! | #DIV/0! | #DIV/0! | 0 | 0 | 0 | 0
1977-02-20 | Feb | 20 | 22:00 | 24.08 | 20 | 905.5118 | 54330.7104 | 0 | 0 | 0.040917 | 3.8458e-08 | 0.08204 | 0.013726 | 0.24 | 0.71544 | 0 | 0.69712 | 0.0020658 | 0 | #DIV/0! | #DIV/0! | #DIV/0! | #DIV/0! | 0 | 0 | 0 | 0
1977-02-20 | Feb | 20 | 23:00 | 23 | 40 | 807.0866 | 48425.1984 | 0 | 0 | 0.040817 | 3.8278e-08 | 0.082223 | 0.013698 | 0.24 | 0.71515 | 0 | 0.69415 | 0.0020704 | 0 | #DIV/0! | #DIV/0! | #DIV/0! | #DIV/0! | 0 | 0 | 0 | 0
1977-02-20 | Feb | 20 | 24:00 | 21.02 | 50 | 511.811 | 30708.6624 | 0 | 0 | 0.040634 | 3.7948e-08 | 0.082558 | 0.013647 | 0.24 | 0.71462 | 0 | 0.68874 | 0.0020789 | 0 | #DIV/0! | #DIV/0! | #DIV/0! | #DIV/0! | 0 | 0 | 0 | 0
1977-02-21 | Feb | 21 | 1:00 | 19.94 | 40 | 295.2756 | 17716.536 | 0 | 0 | 0.040535 | 3.7769e-08 | 0.082741 | 0.013618 | 0.24 | 0.71436 | 0 | 0.6858 | 0.0020836 | 0 | #DIV/0! | #DIV/0! | #DIV/0! | #DIV/0! | 0 | 0 | 0 | 0
1977-02-21 | Feb | 21 | 2:00 | 15.98 | 0 | 0 | 0 | 0 | 0 | 0.04026 | 3.7219e-08 | 0.083438 | 0.013515 | 0.24 | 0.71491 | 0 | 0.67493 | 0.0021009 | 0 | #DIV/0! | #DIV/0! | #DIV/0! | #DIV/0! | 0 | 0 | 0 | 0
1977-02-21 | Feb | 21 | 3:00 | 15.08 | 0 | 0 | 0 | 0 | 0 | 0.040197 | 3.7094e-08 | 0.083596 | 0.013492 | 0.24 | 0.71504 | 0 | 0.67248 | 0.0021049 | 0 | #DIV/0! | #DIV/0! | #DIV/0! | #DIV/0! | 0 | 0 | 0 | 0
1977-02-21 | Feb | 21 | 4:00 | 15.08 | 0 | 0 | 0 | 0 | 0 | 0.040197 | 3.7094e-08 | 0.083596 | 0.013492 | 0.24 | 0.71504 | 0 | 0.67248 | 0.0021049 | 0 | #DIV/0! | #DIV/0! | #DIV/0! | #DIV/0! | 0 | 0 | 0 | 0
1977-02-21 | Feb | 21 | 5:00 | 10.94 | 0 | 0 | 0 | 0 | 0 | 0.03991 | 3.6519e-08 | 0.084325 | 0.013384 | 0.24 | 0.71563 | 0 | 0.66136 | 0.0021234 | 0 | #DIV/0! | #DIV/0! | #DIV/0! | #DIV/0! | 0 | 0 | 0 | 0
1977-02-21 | Feb | 21 | 6:00 | 12.02 | 0 | 0 | 0 | 0 | 0 | 0.039985 | 3.6669e-08 | 0.084134 | 0.013413 | 0.24 | 0.71547 | 0 | 0.66424 | 0.0021186 | 0 | #DIV/0! | #DIV/0! | #DIV/0! | #DIV/0! | 0 | 0 | 0 | 0
1977-02-21 | Feb | 21 | 7:00 | 17.06 | 180 | 413.3858 | 24803.1504 | 0 | 0 | 0.040335 | 3.7369e-08 | 0.083247 | 0.013544 | 0.24 | 0.71476 | 0 | 0.67788 | 0.0020962 | 0 | #DIV/0! | #DIV/0! | #DIV/0! | #DIV/0! | 0 | 0 | 0 | 0
1977-02-21 | Feb | 21 | 8:00 | 19.94 | 170 | 610.2362 | 36614.1744 | 0 | 0 | 0.040535 | 3.7769e-08 | 0.082741 | 0.013618 | 0.24 | 0.71436 | 0 | 0.6858 | 0.0020836 | 0 | #DIV/0! | #DIV/0! | #DIV/0! | #DIV/0! | 0 | 0 | 0 | 0
1977-02-21 | Feb | 21 | 9:00 | 23 | 190 | 610.2362 | 36614.1744 | 0 | 0 | 0.040817 | 3.8278e-08 | 0.082223 | 0.013698 | 0.24 | 0.71515 | 0 | 0.69415 | 0.0020704 | 0 | #DIV/0! | #DIV/0! | #DIV/0! | #DIV/0! | 0 | 0 | 0 | 0
1977-02-21 | Feb | 21 | 10:00 | 26.96 | 170 | 1023.6221 | 61417.3248 | 0 | 0 | 0.041184 | 3.8938e-08 | 0.081554 | 0.013801 | 0.24 | 0.7162 | 0 | 0.70511 | 0.0020536 | 0 | #DIV/0! | #DIV/0! | #DIV/0! | #DIV/0! | 0 | 0 | 0 | 0
1977-02-21 | Feb | 21 | 11:00 | 30.02 | 210 | 1220.4725 | 73228.3488 | 0 | 0 | 0.041466 | 3.9447e-08 | 0.081037 | 0.013881 | 0.24 | 0.71697 | 0 | 0.71369 | 0.0020407 | 0 | #DIV/0! | #DIV/0! | #DIV/0! | #DIV/0! | 0 | 0 | 0 | 0
1977-02-21 | Feb | 21 | 12:00 | 30.92 | 210 | 1417.3229 | 85039.3728 | 0 | 0 | 0.041487 | 3.9547e-08 | 0.080891 | 0.013904 | 0.24 | 0.71612 | 0 | 0.71619 | 0.002037 | 0 | #DIV/0! | #DIV/0! | #DIV/0! | #DIV/0! | 0 | 0 | 0 | 0
1977-02-21 | Feb | 21 | 13:00 | 32 | 200 | 1515.7481 | 90944.8848 | 0 | 0 | 0.041512 | 3.9667e-08 | 0.080716 | 0.013932 | 0.24 | 0.71511 | 0 | 0.71919 | 0.0020325 | 0 | #DIV/0! | #DIV/0! | #DIV/0! | #DIV/0! | 0 | 0 | 0 | 0
1977-02-21 | Feb | 21 | 14:00 | 33.98 | 190 | 1515.7481 | 90944.8848 | 0 | 0 | 0.041558 | 3.9887e-08 | 0.080395 | 0.013983 | 0.24 | 0.71327 | 0 | 0.72473 | 0.0020244 | 0 | #DIV/0! | #DIV/0! | #DIV/0! | #DIV/0! | 0 | 0 | 0 | 0
1977-02-21 | Feb | 21 | 15:00 | 35.06 | 180 | 1515.7481 | 90944.8848 | 0 | 0 | 0.041583 | 4.0007e-08 | 0.08022 | 0.014012 | 0.24 | 0.71226 | 0 | 0.72776 | 0.00202 | 0 | #DIV/0! | #DIV/0! | #DIV/0! | #DIV/0! | 0 | 0 | 0 | 0
1977-02-21 | Feb | 21 | 16:00 | 35.96 | 180 | 1515.7481 | 90944.8848 | 0 | 0 | 0.041604 | 4.0107e-08 | 0.080074 | 0.014035 | 0.24 | 0.71143 | 0 | 0.73031 | 0.0020163 | 0 | #DIV/0! | #DIV/0! | #DIV/0! | #DIV/0! | 0 | 0 | 0 | 0
1977-02-21 | Feb | 21 | 17:00 | 35.96 | 170 | 1732.2835 | 103937.0112 | 0 | 0 | 0.041604 | 4.0107e-08 | 0.080074 | 0.014035 | 0.24 | 0.71143 | 0 | 0.73031 | 0.0020163 | 0 | #DIV/0! | #DIV/0! | #DIV/0! | #DIV/0! | 0 | 0 | 0 | 0
1977-02-21 | Feb | 21 | 18:00 | 35.06 | 170 | 1830.7087 | 109842.5232 | 0 | 0 | 0.041583 | 4.0007e-08 | 0.08022 | 0.014012 | 0.24 | 0.71226 | 0 | 0.72776 | 0.00202 | 0 | #DIV/0! | #DIV/0! | #DIV/0! | #DIV/0! | 0 | 0 | 0 | 0
1977-02-21 | Feb | 21 | 19:00 | 33.08 | 180 | 1732.2835 | 103937.0112 | 0 | 0 | 0.041537 | 3.9787e-08 | 0.080541 | 0.01396 | 0.24 | 0.7141 | 0 | 0.7222 | 0.0020281 | 0 | #DIV/0! | #DIV/0! | #DIV/0! | #DIV/0! | 0 | 0 | 0 | 0
1977-02-21 | Feb | 21 | 20:00 | 33.08 | 170 | 1614.1733 | 96850.3968 | 0 | 0 | 0.041537 | 3.9787e-08 | 0.080541 | 0.01396 | 0.24 | 0.7141 | 0 | 0.7222 | 0.0020281 | 0 | #DIV/0! | #DIV/0! | #DIV/0! | #DIV/0! | 0 | 0 | 0 | 0
1977-02-21 | Feb | 21 | 21:00 | 33.08 | 180 | 1614.1733 | 96850.3968 | 0 | 0 | 0.041537 | 3.9787e-08 | 0.080541 | 0.01396 | 0.24 | 0.7141 | 0 | 0.7222 | 0.0020281 | 0 | #DIV/0! | #DIV/0! | #DIV/0! | #DIV/0! | 0 | 0 | 0 | 0
1977-02-21 | Feb | 21 | 22:00 | 33.08 | 180 | 1614.1733 | 96850.3968 | 0 | 0 | 0.041537 | 3.9787e-08 | 0.080541 | 0.01396 | 0.24 | 0.7141 | 0 | 0.7222 | 0.0020281 | 0 | #DIV/0! | #DIV/0! | #DIV/0! | #DIV/0! | 0 | 0 | 0 | 0
1977-02-21 | Feb | 21 | 23:00 | 33.98 | 190 | 1515.7481 | 90944.8848 | 0 | 0 | 0.041558 | 3.9887e-08 | 0.080395 | 0.013983 | 0.24 | 0.71327 | 0 | 0.72473 | 0.0020244 | 0 | #DIV/0! | #DIV/0! | #DIV/0! | #DIV/0! | 0 | 0 | 0 | 0
1977-02-21 | Feb | 21 | 24:00 | 33.98 | 180 | 1318.8977 | 79133.8608 | 0 | 0 | 0.041558 | 3.9887e-08 | 0.080395 | 0.013983 | 0.24 | 0.71327 | 0 | 0.72473 | 0.0020244 | 0 | #DIV/0! | #DIV/0! | #DIV/0! | #DIV/0! | 0 | 0 | 0 | 0
1977-02-22 | Feb | 22 | 1:00 | 33.98 | 180 | 1220.4725 | 73228.3488 | 0 | 0 | 0.041558 | 3.9887e-08 | 0.080395 | 0.013983 | 0.24 | 0.71327 | 0 | 0.72473 | 0.0020244 | 0 | #DIV/0! | #DIV/0! | #DIV/0! | #DIV/0! | 0 | 0 | 0 | 0
1977-02-22 | Feb | 22 | 2:00 | 33.98 | 180 | 1122.0473 | 67322.8368 | 0 | 0 | 0.041558 | 3.9887e-08 | 0.080395 | 0.013983 | 0.24 | 0.71327 | 0 | 0.72473 | 0.0020244 | 0 | #DIV/0! | #DIV/0! | #DIV/0! | #DIV/0! | 0 | 0 | 0 | 0
1977-02-22 | Feb | 22 | 3:00 | 33.98 | 190 | 807.0866 | 48425.1984 | 0 | 0 | 0.041558 | 3.9887e-08 | 0.080395 | 0.013983 | 0.24 | 0.71327 | 0 | 0.72473 | 0.0020244 | 0 | #DIV/0! | #DIV/0! | #DIV/0! | #DIV/0! | 0 | 0 | 0 | 0
1977-02-22 | Feb | 22 | 4:00 | 33.98 | 180 | 807.0866 | 48425.1984 | 0 | 0 | 0.041558 | 3.9887e-08 | 0.080395 | 0.013983 | 0.24 | 0.71327 | 0 | 0.72473 | 0.0020244 | 0 | #DIV/0! | #DIV/0! | #DIV/0! | #DIV/0! | 0 | 0 | 0 | 0
1977-02-22 | Feb | 22 | 5:00 | 33.98 | 200 | 708.6614 | 42519.6864 | 0 | 0 | 0.041558 | 3.9887e-08 | 0.080395 | 0.013983 | 0.24 | 0.71327 | 0 | 0.72473 | 0.0020244 | 0 | #DIV/0! | #DIV/0! | #DIV/0! | #DIV/0! | 0 | 0 | 0 | 0
1977-02-22 | Feb | 22 | 6:00 | 33.98 | 240 | 708.6614 | 42519.6864 | 0 | 0 | 0.041558 | 3.9887e-08 | 0.080395 | 0.013983 | 0.24 | 0.71327 | 0 | 0.72473 | 0.0020244 | 0 | #DIV/0! | #DIV/0! | #DIV/0! | #DIV/0! | 0 | 0 | 0 | 0
1977-02-22 | Feb | 22 | 7:00 | 33.08 | 240 | 511.811 | 30708.6624 | 0 | 0 | 0.041537 | 3.9787e-08 | 0.080541 | 0.01396 | 0.24 | 0.7141 | 0 | 0.7222 | 0.0020281 | 0 | #DIV/0! | #DIV/0! | #DIV/0! | #DIV/0! | 0 | 0 | 0 | 0
1977-02-22 | Feb | 22 | 8:00 | 35.96 | 240 | 807.0866 | 48425.1984 | 0 | 0 | 0.041604 | 4.0107e-08 | 0.080074 | 0.014035 | 0.24 | 0.71143 | 0 | 0.73031 | 0.0020163 | 0 | #DIV/0! | #DIV/0! | #DIV/0! | #DIV/0! | 0 | 0 | 0 | 0
1977-02-22 | Feb | 22 | 9:00 | 39.92 | 240 | 511.811 | 30708.6624 | 0 | 0 | 0.041696 | 4.0547e-08 | 0.079433 | 0.014138 | 0.24 | 0.70781 | 0 | 0.74161 | 0.0020003 | 0 | #DIV/0! | #DIV/0! | #DIV/0! | #DIV/0! | 0 | 0 | 0 | 0
1977-02-22 | Feb | 22 | 10:00 | 44.06 | 320 | 511.811 | 30708.6624 | 0 | 0 | 0.042074 | 4.1232e-08 | 0.078787 | 0.014246 | 0.24 | 0.70883 | 0 | 0.75338 | 0.0019839 | 0 | #DIV/0! | #DIV/0! | #DIV/0! | #DIV/0! | 0 | 0 | 0 | 0
1977-02-22 | Feb | 22 | 11:00 | 48.02 | 150 | 413.3858 | 24803.1504 | 0 | 0 | 0.042441 | 4.1892e-08 | 0.078169 | 0.014349 | 0.24 | 0.70988 | 0 | 0.76482 | 0.0019684 | 0 | #DIV/0! | #DIV/0! | #DIV/0! | #DIV/0! | 0 | 0 | 0 | 0
1977-02-22 | Feb | 22 | 12:00 | 48.92 | 100 | 413.3858 | 24803.1504 | 0 | 0 | 0.042524 | 4.2042e-08 | 0.078028 | 0.014372 | 0.24 | 0.71012 | 0 | 0.76745 | 0.0019649 | 0 | #DIV/0! | #DIV/0! | #DIV/0! | #DIV/0! | 0 | 0 | 0 | 0
1977-02-22 | Feb | 22 | 13:00 | 53.06 | 170 | 511.811 | 30708.6624 | 0 | 0 | 0.042872 | 4.2732e-08 | 0.077401 | 0.01448 | 0.24 | 0.71061 | 0 | 0.77947 | 0.0019491 | 0 | #DIV/0! | #DIV/0! | #DIV/0! | #DIV/0! | 0 | 0 | 0 | 0
1977-02-22 | Feb | 22 | 14:00 | 46.94 | 50 | 807.0866 | 48425.1984 | 0 | 0 | 0.042341 | 4.1712e-08 | 0.078337 | 0.01432 | 0.24 | 0.7096 | 0 | 0.76169 | 0.0019726 | 0 | #DIV/0! | #DIV/0! | #DIV/0! | #DIV/0! | 0 | 0 | 0 | 0
1977-02-22 | Feb | 22 | 15:00 | 42.98 | 40 | 905.5118 | 54330.7104 | 0 | 0 | 0.041974 | 4.1052e-08 | 0.078955 | 0.014217 | 0.24 | 0.70854 | 0 | 0.75029 | 0.0019882 | 0 | #DIV/0! | #DIV/0! | #DIV/0! | #DIV/0! | 0 | 0 | 0 | 0
1977-02-22 | Feb | 22 | 16:00 | 39.02 | 50 | 1023.6221 | 61417.3248 | 0 | 0 | 0.041675 | 4.0447e-08 | 0.079579 | 0.014115 | 0.24 | 0.70863 | 0 | 0.73902 | 0.0020039 | 0 | #DIV/0! | #DIV/0! | #DIV/0! | #DIV/0! | 0 | 0 | 0 | 0
1977-02-22 | Feb | 22 | 17:00 | 37.04 | 30 | 1122.0473 | 67322.8368 | 0 | 0 | 0.041629 | 4.0227e-08 | 0.0799 | 0.014063 | 0.24 | 0.71044 | 0 | 0.73337 | 0.0020119 | 0 | #DIV/0! | #DIV/0! | #DIV/0! | #DIV/0! | 0 | 0 | 0 | 0
1977-02-22 | Feb | 22 | 18:00 | 35.96 | 40 | 1417.3229 | 85039.3728 | 0 | 0 | 0.041604 | 4.0107e-08 | 0.080074 | 0.014035 | 0.24 | 0.71143 | 0 | 0.73031 | 0.0020163 | 0 | #DIV/0! | #DIV/0! | #DIV/0! | #DIV/0! | 0 | 0 | 0 | 0
1977-02-22 | Feb | 22 | 19:00 | 35.96 | 50 | 1023.6221 | 61417.3248 | 0 | 0 | 0.041604 | 4.0107e-08 | 0.080074 | 0.014035 | 0.24 | 0.71143 | 0 | 0.73031 | 0.0020163 | 0 | #DIV/0! | #DIV/0! | #DIV/0! | #DIV/0! | 0 | 0 | 0 | 0
1977-02-22 | Feb | 22 | 20:00 | 35.96 | 50 | 708.6614 | 42519.6864 | 0 | 0 | 0.041604 | 4.0107e-08 | 0.080074 | 0.014035 | 0.24 | 0.71143 | 0 | 0.73031 | 0.0020163 | 0 | #DIV/0! | #DIV/0! | #DIV/0! | #DIV/0! | 0 | 0 | 0 | 0
1977-02-22 | Feb | 22 | 21:00 | 37.04 | 40 | 807.0866 | 48425.1984 | 0 | 0 | 0.041629 | 4.0227e-08 | 0.0799 | 0.014063 | 0.24 | 0.71044 | 0 | 0.73337 | 0.0020119 | 0 | #DIV/0! | #DIV/0! | #DIV/0! | #DIV/0! | 0 | 0 | 0 | 0
1977-02-22 | Feb | 22 | 22:00 | 37.94 | 40 | 708.6614 | 42519.6864 | 0 | 0 | 0.04165 | 4.0327e-08 | 0.079754 | 0.014086 | 0.24 | 0.70961 | 0 | 0.73593 | 0.0020083 | 0 | #DIV/0! | #DIV/0! | #DIV/0! | #DIV/0! | 0 | 0 | 0 | 0
1977-02-22 | Feb | 22 | 23:00 | 37.94 | 40 | 708.6614 | 42519.6864 | 0 | 0 | 0.04165 | 4.0327e-08 | 0.079754 | 0.014086 | 0.24 | 0.70961 | 0 | 0.73593 | 0.0020083 | 0 | #DIV/0! | #DIV/0! | #DIV/0! | #DIV/0! | 0 | 0 | 0 | 0
1977-02-22 | Feb | 22 | 24:00 | 39.02 | 30 | 413.3858 | 24803.1504 | 0 | 0 | 0.041675 | 4.0447e-08 | 0.079579 | 0.014115 | 0.24 | 0.70863 | 0 | 0.73902 | 0.0020039 | 0 | #DIV/0! | #DIV/0! | #DIV/0! | #DIV/0! | 0 | 0 | 0 | 0
1977-02-23 | Feb | 23 | 1:00 | 39.92 | 40 | 413.3858 | 24803.1504 | 0 | 0 | 0.041696 | 4.0547e-08 | 0.079433 | 0.014138 | 0.24 | 0.70781 | 0 | 0.74161 | 0.0020003 | 0 | #DIV/0! | #DIV/0! | #DIV/0! | #DIV/0! | 0 | 0 | 0 | 0
1977-02-23 | Feb | 23 | 2:00 | 42.08 | 110 | 610.2362 | 36614.1744 | 0 | 0 | 0.04189 | 4.0902e-08 | 0.079096 | 0.014194 | 0.24 | 0.7083 | 0 | 0.74773 | 0.0019917 | 0 | #DIV/0! | #DIV/0! | #DIV/0! | #DIV/0! | 0 | 0 | 0 | 0
1977-02-23 | Feb | 23 | 3:00 | 42.98 | 120 | 413.3858 | 24803.1504 | 0 | 0 | 0.041974 | 4.1052e-08 | 0.078955 | 0.014217 | 0.24 | 0.70854 | 0 | 0.75029 | 0.0019882 | 0 | #DIV/0! | #DIV/0! | #DIV/0! | #DIV/0! | 0 | 0 | 0 | 0
1977-02-23 | Feb | 23 | 4:00 | 51.08 | 170 | 1023.6221 | 61417.3248 | 0 | 0 | 0.042712 | 4.2402e-08 | 0.077698 | 0.014428 | 0.24 | 0.71048 | 0 | 0.77373 | 0.0019566 | 0 | #DIV/0! | #DIV/0! | #DIV/0! | #DIV/0! | 0 | 0 | 0 | 0
1977-02-23 | Feb | 23 | 5:00 | 50 | 160 | 905.5118 | 54330.7104 | 0 | 0 | 0.042624 | 4.2222e-08 | 0.07786 | 0.0144 | 0.24 | 0.7104 | 0 | 0.77061 | 0.0019608 | 0 | #DIV/0! | #DIV/0! | #DIV/0! | #DIV/0! | 0 | 0 | 0 | 0
1977-02-23 | Feb | 23 | 6:00 | 50 | 160 | 1023.6221 | 61417.3248 | 0 | 0 | 0.042624 | 4.2222e-08 | 0.07786 | 0.0144 | 0.24 | 0.7104 | 0 | 0.77061 | 0.0019608 | 0 | #DIV/0! | #DIV/0! | #DIV/0! | #DIV/0! | 0 | 0 | 0 | 0
1977-02-23 | Feb | 23 | 7:00 | 51.08 | 160 | 1318.8977 | 79133.8608 | 0 | 0 | 0.042712 | 4.2402e-08 | 0.077698 | 0.014428 | 0.24 | 0.71048 | 0 | 0.77373 | 0.0019566 | 0 | #DIV/0! | #DIV/0! | #DIV/0! | #DIV/0! | 0 | 0 | 0 | 0
1977-02-23 | Feb | 23 | 8:00 | 53.06 | 150 | 1929.1339 | 115748.0352 | 0 | 0 | 0.042872 | 4.2732e-08 | 0.077401 | 0.01448 | 0.24 | 0.71061 | 0 | 0.77947 | 0.0019491 | 0 | #DIV/0! | #DIV/0! | #DIV/0! | #DIV/0! | 0 | 0 | 0 | 0
1977-02-23 | Feb | 23 | 9:00 | 57.02 | 170 | 1830.7087 | 109842.5232 | 0 | 0 | 0.043193 | 4.3392e-08 | 0.076807 | 0.014583 | 0.24 | 0.71088 | 0 | 0.79108 | 0.0019342 | 0 | #DIV/0! | #DIV/0! | #DIV/0! | #DIV/0! | 0 | 0 | 0 | 0
1977-02-23 | Feb | 23 | 10:00 | 57.92 | 180 | 1318.8977 | 79133.8608 | 0 | 0 | 0.043266 | 4.3542e-08 | 0.076672 | 0.014606 | 0.24 | 0.71094 | 0 | 0.79374 | 0.0019308 | 0 | #DIV/0! | #DIV/0! | #DIV/0! | #DIV/0! | 0 | 0 | 0 | 0
1977-02-23 | Feb | 23 | 11:00 | 57.92 | 160 | 1515.7481 | 90944.8848 | 0 | 0 | 0.043266 | 4.3542e-08 | 0.076672 | 0.014606 | 0.24 | 0.71094 | 0 | 0.79374 | 0.0019308 | 0 | #DIV/0! | #DIV/0! | #DIV/0! | #DIV/0! | 0 | 0 | 0 | 0
1977-02-23 | Feb | 23 | 12:00 | 57.92 | 140 | 1515.7481 | 90944.8848 | 0 | 0 | 0.043266 | 4.3542e-08 | 0.076672 | 0.014606 | 0.24 | 0.71094 | 0 | 0.79374 | 0.0019308 | 0 | #DIV/0! | #DIV/0! | #DIV/0! | #DIV/0! | 0 | 0 | 0 | 0
1977-02-23 | Feb | 23 | 13:00 | 57.02 | 160 | 1417.3229 | 85039.3728 | 0 | 0 | 0.043193 | 4.3392e-08 | 0.076807 | 0.014583 | 0.24 | 0.71088 | 0 | 0.79108 | 0.0019342 | 0 | #DIV/0! | #DIV/0! | #DIV/0! | #DIV/0! | 0 | 0 | 0 | 0
1977-02-23 | Feb | 23 | 14:00 | 57.02 | 170 | 1122.0473 | 67322.8368 | 0 | 0 | 0.043193 | 4.3392e-08 | 0.076807 | 0.014583 | 0.24 | 0.71088 | 0 | 0.79108 | 0.0019342 | 0 | #DIV/0! | #DIV/0! | #DIV/0! | #DIV/0! | 0 | 0 | 0 | 0
1977-02-23 | Feb | 23 | 15:00 | 57.02 | 150 | 1220.4725 | 73228.3488 | 0 | 0 | 0.043193 | 4.3392e-08 | 0.076807 | 0.014583 | 0.24 | 0.71088 | 0 | 0.79108 | 0.0019342 | 0 | #DIV/0! | #DIV/0! | #DIV/0! | #DIV/0! | 0 | 0 | 0 | 0
1977-02-23 | Feb | 23 | 16:00 | 55.94 | 150 | 2224.4095 | 133464.5712 | 0 | 0 | 0.043106 | 4.3212e-08 | 0.076969 | 0.014554 | 0.24 | 0.71081 | 0 | 0.7879 | 0.0019382 | 0 | #DIV/0! | #DIV/0! | #DIV/0! | #DIV/0! | 0 | 0 | 0 | 0
1977-02-23 | Feb | 23 | 17:00 | 55.94 | 150 | 2027.5591 | 121653.5472 | 0 | 0 | 0.043106 | 4.3212e-08 | 0.076969 | 0.014554 | 0.24 | 0.71081 | 0 | 0.7879 | 0.0019382 | 0 | #DIV/0! | #DIV/0! | #DIV/0! | #DIV/0! | 0 | 0 | 0 | 0
1977-02-23 | Feb | 23 | 18:00 | 55.04 | 150 | 1830.7087 | 109842.5232 | 0 | 0 | 0.043033 | 4.3062e-08 | 0.077104 | 0.014531 | 0.24 | 0.71074 | 0 | 0.78525 | 0.0019416 | 0 | #DIV/0! | #DIV/0! | #DIV/0! | #DIV/0! | 0 | 0 | 0 | 0
1977-02-23 | Feb | 23 | 19:00 | 55.04 | 150 | 2027.5591 | 121653.5472 | 0 | 0 | 0.043033 | 4.3062e-08 | 0.077104 | 0.014531 | 0.24 | 0.71074 | 0 | 0.78525 | 0.0019416 | 0 | #DIV/0! | #DIV/0! | #DIV/0! | #DIV/0! | 0 | 0 | 0 | 0
1977-02-23 | Feb | 23 | 20:00 | 53.96 | 150 | 2224.4095 | 133464.5712 | 0 | 0 | 0.042945 | 4.2882e-08 | 0.077266 | 0.014503 | 0.24 | 0.71067 | 0 | 0.78209 | 0.0019457 | 0 | #DIV/0! | #DIV/0! | #DIV/0! | #DIV/0! | 0 | 0 | 0 | 0
1977-02-23 | Feb | 23 | 21:00 | 53.06 | 160 | 2027.5591 | 121653.5472 | 0 | 0 | 0.042872 | 4.2732e-08 | 0.077401 | 0.01448 | 0.24 | 0.71061 | 0 | 0.77947 | 0.0019491 | 0 | #DIV/0! | #DIV/0! | #DIV/0! | #DIV/0! | 0 | 0 | 0 | 0
1977-02-23 | Feb | 23 | 22:00 | 51.98 | 160 | 1515.7481 | 90944.8848 | 0 | 0 | 0.042785 | 4.2552e-08 | 0.077563 | 0.014451 | 0.24 | 0.71054 | 0 | 0.77633 | 0.0019532 | 0 | #DIV/0! | #DIV/0! | #DIV/0! | #DIV/0! | 0 | 0 | 0 | 0
1977-02-23 | Feb | 23 | 23:00 | 51.08 | 160 | 1732.2835 | 103937.0112 | 0 | 0 | 0.042712 | 4.2402e-08 | 0.077698 | 0.014428 | 0.24 | 0.71048 | 0 | 0.77373 | 0.0019566 | 0 | #DIV/0! | #DIV/0! | #DIV/0! | #DIV/0! | 0 | 0 | 0 | 0
1977-02-23 | Feb | 23 | 24:00 | 51.08 | 170 | 1614.1733 | 96850.3968 | 0 | 0 | 0.042712 | 4.2402e-08 | 0.077698 | 0.014428 | 0.24 | 0.71048 | 0 | 0.77373 | 0.0019566 | 0 | #DIV/0! | #DIV/0! | #DIV/0! | #DIV/0! | 0 | 0 | 0 | 0
1977-02-24 | Feb | 24 | 1:00 | 51.08 | 170 | 1614.1733 | 96850.3968 | 0 | 0 | 0.042712 | 4.2402e-08 | 0.077698 | 0.014428 | 0.24 | 0.71048 | 0 | 0.77373 | 0.0019566 | 0 | #DIV/0! | #DIV/0! | #DIV/0! | #DIV/0! | 0 | 0 | 0 | 0
1977-02-24 | Feb | 24 | 2:00 | 51.08 | 180 | 1614.1733 | 96850.3968 | 0 | 0 | 0.042712 | 4.2402e-08 | 0.077698 | 0.014428 | 0.24 | 0.71048 | 0 | 0.77373 | 0.0019566 | 0 | #DIV/0! | #DIV/0! | #DIV/0! | #DIV/0! | 0 | 0 | 0 | 0
1977-02-24 | Feb | 24 | 3:00 | 50 | 180 | 1515.7481 | 90944.8848 | 0 | 0 | 0.042624 | 4.2222e-08 | 0.07786 | 0.0144 | 0.24 | 0.7104 | 0 | 0.77061 | 0.0019608 | 0 | #DIV/0! | #DIV/0! | #DIV/0! | #DIV/0! | 0 | 0 | 0 | 0
1977-02-24 | Feb | 24 | 4:00 | 48.92 | 190 | 1515.7481 | 90944.8848 | 0 | 0 | 0.042524 | 4.2042e-08 | 0.078028 | 0.014372 | 0.24 | 0.71012 | 0 | 0.76745 | 0.0019649 | 0 | #DIV/0! | #DIV/0! | #DIV/0! | #DIV/0! | 0 | 0 | 0 | 0
1977-02-24 | Feb | 24 | 5:00 | 48.92 | 170 | 1220.4725 | 73228.3488 | 0 | 0 | 0.042524 | 4.2042e-08 | 0.078028 | 0.014372 | 0.24 | 0.71012 | 0 | 0.76745 | 0.0019649 | 0 | #DIV/0! | #DIV/0! | #DIV/0! | #DIV/0! | 0 | 0 | 0 | 0
1977-02-24 | Feb | 24 | 6:00 | 48.02 | 180 | 1318.8977 | 79133.8608 | 0 | 0 | 0.042441 | 4.1892e-08 | 0.078169 | 0.014349 | 0.24 | 0.70988 | 0 | 0.76482 | 0.0019684 | 0 | #DIV/0! | #DIV/0! | #DIV/0! | #DIV/0! | 0 | 0 | 0 | 0
1977-02-24 | Feb | 24 | 7:00 | 42.98 | 230 | 1417.3229 | 85039.3728 | 0 | 0 | 0.041974 | 4.1052e-08 | 0.078955 | 0.014217 | 0.24 | 0.70854 | 0 | 0.75029 | 0.0019882 | 0 | #DIV/0! | #DIV/0! | #DIV/0! | #DIV/0! | 0 | 0 | 0 | 0
1977-02-24 | Feb | 24 | 8:00 | 39.02 | 200 | 1417.3229 | 85039.3728 | 0 | 0 | 0.041675 | 4.0447e-08 | 0.079579 | 0.014115 | 0.24 | 0.70863 | 0 | 0.73902 | 0.0020039 | 0 | #DIV/0! | #DIV/0! | #DIV/0! | #DIV/0! | 0 | 0 | 0 | 0
1977-02-24 | Feb | 24 | 9:00 | 39.02 | 210 | 1614.1733 | 96850.3968 | 0 | 0 | 0.041675 | 4.0447e-08 | 0.079579 | 0.014115 | 0.24 | 0.70863 | 0 | 0.73902 | 0.0020039 | 0 | #DIV/0! | #DIV/0! | #DIV/0! | #DIV/0! | 0 | 0 | 0 | 0
1977-02-24 | Feb | 24 | 10:00 | 37.04 | 210 | 2027.5591 | 121653.5472 | 0 | 0 | 0.041629 | 4.0227e-08 | 0.0799 | 0.014063 | 0.24 | 0.71044 | 0 | 0.73337 | 0.0020119 | 0 | #DIV/0! | #DIV/0! | #DIV/0! | #DIV/0! | 0 | 0 | 0 | 0
1977-02-24 | Feb | 24 | 11:00 | 35.96 | 220 | 2027.5591 | 121653.5472 | 0 | 0 | 0.041604 | 4.0107e-08 | 0.080074 | 0.014035 | 0.24 | 0.71143 | 0 | 0.73031 | 0.0020163 | 0 | #DIV/0! | #DIV/0! | #DIV/0! | #DIV/0! | 0 | 0 | 0 | 0
1977-02-24 | Feb | 24 | 12:00 | 35.96 | 220 | 1929.1339 | 115748.0352 | 0 | 0 | 0.041604 | 4.0107e-08 | 0.080074 | 0.014035 | 0.24 | 0.71143 | 0 | 0.73031 | 0.0020163 | 0 | #DIV/0! | #DIV/0! | #DIV/0! | #DIV/0! | 0 | 0 | 0 | 0
1977-02-24 | Feb | 24 | 13:00 | 33.98 | 240 | 2224.4095 | 133464.5712 | 0 | 0 | 0.041558 | 3.9887e-08 | 0.080395 | 0.013983 | 0.24 | 0.71327 | 0 | 0.72473 | 0.0020244 | 0 | #DIV/0! | #DIV/0! | #DIV/0! | #DIV/0! | 0 | 0 | 0 | 0
1977-02-24 | Feb | 24 | 14:00 | 33.98 | 240 | 2322.8347 | 139370.0832 | 0 | 0 | 0.041558 | 3.9887e-08 | 0.080395 | 0.013983 | 0.24 | 0.71327 | 0 | 0.72473 | 0.0020244 | 0 | #DIV/0! | #DIV/0! | #DIV/0! | #DIV/0! | 0 | 0 | 0 | 0
1977-02-24 | Feb | 24 | 15:00 | 35.06 | 240 | 1830.7087 | 109842.5232 | 0 | 0 | 0.041583 | 4.0007e-08 | 0.08022 | 0.014012 | 0.24 | 0.71226 | 0 | 0.72776 | 0.00202 | 0 | #DIV/0! | #DIV/0! | #DIV/0! | #DIV/0! | 0 | 0 | 0 | 0
1977-02-24 | Feb | 24 | 16:00 | 33.08 | 250 | 2027.5591 | 121653.5472 | 0 | 0 | 0.041537 | 3.9787e-08 | 0.080541 | 0.01396 | 0.24 | 0.7141 | 0 | 0.7222 | 0.0020281 | 0 | #DIV/0! | #DIV/0! | #DIV/0! | #DIV/0! | 0 | 0 | 0 | 0
1977-02-24 | Feb | 24 | 17:00 | 33.08 | 250 | 2440.945 | 146456.6976 | 0 | 0 | 0.041537 | 3.9787e-08 | 0.080541 | 0.01396 | 0.24 | 0.7141 | 0 | 0.7222 | 0.0020281 | 0 | #DIV/0! | #DIV/0! | #DIV/0! | #DIV/0! | 0 | 0 | 0 | 0
1977-02-24 | Feb | 24 | 18:00 | 33.98 | 240 | 2224.4095 | 133464.5712 | 0 | 0 | 0.041558 | 3.9887e-08 | 0.080395 | 0.013983 | 0.24 | 0.71327 | 0 | 0.72473 | 0.0020244 | 0 | #DIV/0! | #DIV/0! | #DIV/0! | #DIV/0! | 0 | 0 | 0 | 0
1977-02-24 | Feb | 24 | 19:00 | 33.98 | 240 | 2027.5591 | 121653.5472 | 0 | 0 | 0.041558 | 3.9887e-08 | 0.080395 | 0.013983 | 0.24 | 0.71327 | 0 | 0.72473 | 0.0020244 | 0 | #DIV/0! | #DIV/0! | #DIV/0! | #DIV/0! | 0 | 0 | 0 | 0
1977-02-24 | Feb | 24 | 20:00 | 33.98 | 250 | 1929.1339 | 115748.0352 | 0 | 0 | 0.041558 | 3.9887e-08 | 0.080395 | 0.013983 | 0.24 | 0.71327 | 0 | 0.72473 | 0.0020244 | 0 | #DIV/0! | #DIV/0! | #DIV/0! | #DIV/0! | 0 | 0 | 0 | 0
1977-02-24 | Feb | 24 | 21:00 | 35.06 | 250 | 2322.8347 | 139370.0832 | 0 | 0 | 0.041583 | 4.0007e-08 | 0.08022 | 0.014012 | 0.24 | 0.71226 | 0 | 0.72776 | 0.00202 | 0 | #DIV/0! | #DIV/0! | #DIV/0! | #DIV/0! | 0 | 0 | 0 | 0
1977-02-24 | Feb | 24 | 22:00 | 33.98 | 250 | 1830.7087 | 109842.5232 | 0 | 0 | 0.041558 | 3.9887e-08 | 0.080395 | 0.013983 | 0.24 | 0.71327 | 0 | 0.72473 | 0.0020244 | 0 | #DIV/0! | #DIV/0! | #DIV/0! | #DIV/0! | 0 | 0 | 0 | 0
1977-02-24 | Feb | 24 | 23:00 | 35.06 | 250 | 1614.1733 | 96850.3968 | 0 | 0 | 0.041583 | 4.0007e-08 | 0.08022 | 0.014012 | 0.24 | 0.71226 | 0 | 0.72776 | 0.00202 | 0 | #DIV/0! | #DIV/0! | #DIV/0! | #DIV/0! | 0 | 0 | 0 | 0
1977-02-24 | Feb | 24 | 24:00 | 35.96 | 230 | 1830.7087 | 109842.5232 | 0 | 0 | 0.041604 | 4.0107e-08 | 0.080074 | 0.014035 | 0.24 | 0.71143 | 0 | 0.73031 | 0.0020163 | 0 | #DIV/0! | #DIV/0! | #DIV/0! | #DIV/0! | 0 | 0 | 0 | 0
1977-02-25 | Feb | 25 | 1:00 | 37.04 | 240 | 2125.9843 | 127559.0592 | 0 | 0 | 0.041629 | 4.0227e-08 | 0.0799 | 0.014063 | 0.24 | 0.71044 | 0 | 0.73337 | 0.0020119 | 0 | #DIV/0! | #DIV/0! | #DIV/0! | #DIV/0! | 0 | 0 | 0 | 0
1977-02-25 | Feb | 25 | 2:00 | 37.04 | 250 | 1929.1339 | 115748.0352 | 0 | 0 | 0.041629 | 4.0227e-08 | 0.0799 | 0.014063 | 0.24 | 0.71044 | 0 | 0.73337 | 0.0020119 | 0 | #DIV/0! | #DIV/0! | #DIV/0! | #DIV/0! | 0 | 0 | 0 | 0
1977-02-25 | Feb | 25 | 3:00 | 37.04 | 260 | 2322.8347 | 139370.0832 | 0 | 0 | 0.041629 | 4.0227e-08 | 0.0799 | 0.014063 | 0.24 | 0.71044 | 0 | 0.73337 | 0.0020119 | 0 | #DIV/0! | #DIV/0! | #DIV/0! | #DIV/0! | 0 | 0 | 0 | 0
1977-02-25 | Feb | 25 | 4:00 | 35.06 | 260 | 2440.945 | 146456.6976 | 0 | 0 | 0.041583 | 4.0007e-08 | 0.08022 | 0.014012 | 0.24 | 0.71226 | 0 | 0.72776 | 0.00202 | 0 | #DIV/0! | #DIV/0! | #DIV/0! | #DIV/0! | 0 | 0 | 0 | 0
1977-02-25 | Feb | 25 | 5:00 | 33.98 | 260 | 1732.2835 | 103937.0112 | 0 | 0 | 0.041558 | 3.9887e-08 | 0.080395 | 0.013983 | 0.24 | 0.71327 | 0 | 0.72473 | 0.0020244 | 0 | #DIV/0! | #DIV/0! | #DIV/0! | #DIV/0! | 0 | 0 | 0 | 0
1977-02-25 | Feb | 25 | 6:00 | 33.98 | 250 | 2224.4095 | 133464.5712 | 0 | 0 | 0.041558 | 3.9887e-08 | 0.080395 | 0.013983 | 0.24 | 0.71327 | 0 | 0.72473 | 0.0020244 | 0 | #DIV/0! | #DIV/0! | #DIV/0! | #DIV/0! | 0 | 0 | 0 | 0
1977-02-25 | Feb | 25 | 7:00 | 33.08 | 260 | 1830.7087 | 109842.5232 | 0 | 0 | 0.041537 | 3.9787e-08 | 0.080541 | 0.01396 | 0.24 | 0.7141 | 0 | 0.7222 | 0.0020281 | 0 | #DIV/0! | #DIV/0! | #DIV/0! | #DIV/0! | 0 | 0 | 0 | 0
1977-02-25 | Feb | 25 | 8:00 | 33.98 | 250 | 2440.945 | 146456.6976 | 0 | 0 | 0.041558 | 3.9887e-08 | 0.080395 | 0.013983 | 0.24 | 0.71327 | 0 | 0.72473 | 0.0020244 | 0 | #DIV/0! | #DIV/0! | #DIV/0! | #DIV/0! | 0 | 0 | 0 | 0
1977-02-25 | Feb | 25 | 9:00 | 35.06 | 260 | 2322.8347 | 139370.0832 | 0 | 0 | 0.041583 | 4.0007e-08 | 0.08022 | 0.014012 | 0.24 | 0.71226 | 0 | 0.72776 | 0.00202 | 0 | #DIV/0! | #DIV/0! | #DIV/0! | #DIV/0! | 0 | 0 | 0 | 0
1977-02-25 | Feb | 25 | 10:00 | 35.96 | 250 | 2322.8347 | 139370.0832 | 0 | 0 | 0.041604 | 4.0107e-08 | 0.080074 | 0.014035 | 0.24 | 0.71143 | 0 | 0.73031 | 0.0020163 | 0 | #DIV/0! | #DIV/0! | #DIV/0! | #DIV/0! | 0 | 0 | 0 | 0
1977-02-25 | Feb | 25 | 11:00 | 37.04 | 250 | 2027.5591 | 121653.5472 | 0 | 0 | 0.041629 | 4.0227e-08 | 0.0799 | 0.014063 | 0.24 | 0.71044 | 0 | 0.73337 | 0.0020119 | 0 | #DIV/0! | #DIV/0! | #DIV/0! | #DIV/0! | 0 | 0 | 0 | 0
1977-02-25 | Feb | 25 | 12:00 | 37.94 | 260 | 2027.5591 | 121653.5472 | 0 | 0 | 0.04165 | 4.0327e-08 | 0.079754 | 0.014086 | 0.24 | 0.70961 | 0 | 0.73593 | 0.0020083 | 0 | #DIV/0! | #DIV/0! | #DIV/0! | #DIV/0! | 0 | 0 | 0 | 0
1977-02-25 | Feb | 25 | 13:00 | 37.94 | 250 | 2224.4095 | 133464.5712 | 0 | 0 | 0.04165 | 4.0327e-08 | 0.079754 | 0.014086 | 0.24 | 0.70961 | 0 | 0.73593 | 0.0020083 | 0 | #DIV/0! | #DIV/0! | #DIV/0! | #DIV/0! | 0 | 0 | 0 | 0
1977-02-25 | Feb | 25 | 14:00 | 39.02 | 270 | 1830.7087 | 109842.5232 | 0 | 0 | 0.041675 | 4.0447e-08 | 0.079579 | 0.014115 | 0.24 | 0.70863 | 0 | 0.73902 | 0.0020039 | 0 | #DIV/0! | #DIV/0! | #DIV/0! | #DIV/0! | 0 | 0 | 0 | 0
1977-02-25 | Feb | 25 | 15:00 | 39.02 | 250 | 2224.4095 | 133464.5712 | 0 | 0 | 0.041675 | 4.0447e-08 | 0.079579 | 0.014115 | 0.24 | 0.70863 | 0 | 0.73902 | 0.0020039 | 0 | #DIV/0! | #DIV/0! | #DIV/0! | #DIV/0! | 0 | 0 | 0 | 0
1977-02-25 | Feb | 25 | 16:00 | 39.92 | 260 | 1515.7481 | 90944.8848 | 0 | 0 | 0.041696 | 4.0547e-08 | 0.079433 | 0.014138 | 0.24 | 0.70781 | 0 | 0.74161 | 0.0020003 | 0 | #DIV/0! | #DIV/0! | #DIV/0! | #DIV/0! | 0 | 0 | 0 | 0
1977-02-25 | Feb | 25 | 17:00 | 39.92 | 250 | 1830.7087 | 109842.5232 | 0 | 0 | 0.041696 | 4.0547e-08 | 0.079433 | 0.014138 | 0.24 | 0.70781 | 0 | 0.74161 | 0.0020003 | 0 | #DIV/0! | #DIV/0! | #DIV/0! | #DIV/0! | 0 | 0 | 0 | 0
1977-02-25 | Feb | 25 | 18:00 | 39.02 | 270 | 1417.3229 | 85039.3728 | 0 | 0 | 0.041675 | 4.0447e-08 | 0.079579 | 0.014115 | 0.24 | 0.70863 | 0 | 0.73902 | 0.0020039 | 0 | #DIV/0! | #DIV/0! | #DIV/0! | #DIV/0! | 0 | 0 | 0 | 0
1977-02-25 | Feb | 25 | 19:00 | 37.04 | 250 | 1318.8977 | 79133.8608 | 0 | 0 | 0.041629 | 4.0227e-08 | 0.0799 | 0.014063 | 0.24 | 0.71044 | 0 | 0.73337 | 0.0020119 | 0 | #DIV/0! | #DIV/0! | #DIV/0! | #DIV/0! | 0 | 0 | 0 | 0
1977-02-25 | Feb | 25 | 20:00 | 37.04 | 250 | 1417.3229 | 85039.3728 | 0 | 0 | 0.041629 | 4.0227e-08 | 0.0799 | 0.014063 | 0.24 | 0.71044 | 0 | 0.73337 | 0.0020119 | 0 | #DIV/0! | #DIV/0! | #DIV/0! | #DIV/0! | 0 | 0 | 0 | 0
1977-02-25 | Feb | 25 | 21:00 | 37.04 | 250 | 1220.4725 | 73228.3488 | 0 | 0 | 0.041629 | 4.0227e-08 | 0.0799 | 0.014063 | 0.24 | 0.71044 | 0 | 0.73337 | 0.0020119 | 0 | #DIV/0! | #DIV/0! | #DIV/0! | #DIV/0! | 0 | 0 | 0 | 0
1977-02-25 | Feb | 25 | 22:00 | 35.06 | 230 | 807.0866 | 48425.1984 | 0 | 0 | 0.041583 | 4.0007e-08 | 0.08022 | 0.014012 | 0.24 | 0.71226 | 0 | 0.72776 | 0.00202 | 0 | #DIV/0! | #DIV/0! | #DIV/0! | #DIV/0! | 0 | 0 | 0 | 0
1977-02-25 | Feb | 25 | 23:00 | 35.06 | 250 | 1023.6221 | 61417.3248 | 0 | 0 | 0.041583 | 4.0007e-08 | 0.08022 | 0.014012 | 0.24 | 0.71226 | 0 | 0.72776 | 0.00202 | 0 | #DIV/0! | #DIV/0! | #DIV/0! | #DIV/0! | 0 | 0 | 0 | 0
1977-02-25 | Feb | 25 | 24:00 | 35.06 | 250 | 413.3858 | 24803.1504 | 0 | 0 | 0.041583 | 4.0007e-08 | 0.08022 | 0.014012 | 0.24 | 0.71226 | 0 | 0.72776 | 0.00202 | 0 | #DIV/0! | #DIV/0! | #DIV/0! | #DIV/0! | 0 | 0 | 0 | 0
1977-02-26 | Feb | 26 | 1:00 | 33.98 | 290 | 807.0866 | 48425.1984 | 0 | 0 | 0.041558 | 3.9887e-08 | 0.080395 | 0.013983 | 0.24 | 0.71327 | 0 | 0.72473 | 0.0020244 | 0 | #DIV/0! | #DIV/0! | #DIV/0! | #DIV/0! | 0 | 0 | 0 | 0
1977-02-26 | Feb | 26 | 2:00 | 33.08 | 300 | 708.6614 | 42519.6864 | 0 | 0 | 0.041537 | 3.9787e-08 | 0.080541 | 0.01396 | 0.24 | 0.7141 | 0 | 0.7222 | 0.0020281 | 0 | #DIV/0! | #DIV/0! | #DIV/0! | #DIV/0! | 0 | 0 | 0 | 0
1977-02-26 | Feb | 26 | 3:00 | 32 | 280 | 511.811 | 30708.6624 | 0 | 0 | 0.041512 | 3.9667e-08 | 0.080716 | 0.013932 | 0.24 | 0.71511 | 0 | 0.71919 | 0.0020325 | 0 | #DIV/0! | #DIV/0! | #DIV/0! | #DIV/0! | 0 | 0 | 0 | 0
1977-02-26 | Feb | 26 | 4:00 | 30.02 | 290 | 708.6614 | 42519.6864 | 0 | 0 | 0.041466 | 3.9447e-08 | 0.081037 | 0.013881 | 0.24 | 0.71697 | 0 | 0.71369 | 0.0020407 | 0 | #DIV/0! | #DIV/0! | #DIV/0! | #DIV/0! | 0 | 0 | 0 | 0
1977-02-26 | Feb | 26 | 5:00 | 28.04 | 240 | 511.811 | 30708.6624 | 0 | 0 | 0.041284 | 3.9118e-08 | 0.081371 | 0.013829 | 0.24 | 0.71648 | 0 | 0.70812 | 0.002049 | 0 | #DIV/0! | #DIV/0! | #DIV/0! | #DIV/0! | 0 | 0 | 0 | 0
1977-02-26 | Feb | 26 | 6:00 | 26.96 | 300 | 413.3858 | 24803.1504 | 0 | 0 | 0.041184 | 3.8938e-08 | 0.081554 | 0.013801 | 0.24 | 0.7162 | 0 | 0.70511 | 0.0020536 | 0 | #DIV/0! | #DIV/0! | #DIV/0! | #DIV/0! | 0 | 0 | 0 | 0
1977-02-26 | Feb | 26 | 7:00 | 24.08 | 220 | 610.2362 | 36614.1744 | 0 | 0 | 0.040917 | 3.8458e-08 | 0.08204 | 0.013726 | 0.24 | 0.71544 | 0 | 0.69712 | 0.0020658 | 0 | #DIV/0! | #DIV/0! | #DIV/0! | #DIV/0! | 0 | 0 | 0 | 0
1977-02-26 | Feb | 26 | 8:00 | 28.94 | 260 | 413.3858 | 24803.1504 | 0 | 0 | 0.041368 | 3.9268e-08 | 0.081219 | 0.013852 | 0.24 | 0.71671 | 0 | 0.71065 | 0.0020452 | 0 | #DIV/0! | #DIV/0! | #DIV/0! | #DIV/0! | 0 | 0 | 0 | 0
1977-02-26 | Feb | 26 | 9:00 | 33.08 | 330 | 511.811 | 30708.6624 | 0 | 0 | 0.041537 | 3.9787e-08 | 0.080541 | 0.01396 | 0.24 | 0.7141 | 0 | 0.7222 | 0.0020281 | 0 | #DIV/0! | #DIV/0! | #DIV/0! | #DIV/0! | 0 | 0 | 0 | 0
1977-02-26 | Feb | 26 | 10:00 | 33.98 | 360 | 708.6614 | 42519.6864 | 0 | 0 | 0.041558 | 3.9887e-08 | 0.080395 | 0.013983 | 0.24 | 0.71327 | 0 | 0.72473 | 0.0020244 | 0 | #DIV/0! | #DIV/0! | #DIV/0! | #DIV/0! | 0 | 0 | 0 | 0
1977-02-26 | Feb | 26 | 11:00 | 33.98 | 30 | 708.6614 | 42519.6864 | 0 | 0 | 0.041558 | 3.9887e-08 | 0.080395 | 0.013983 | 0.24 | 0.71327 | 0 | 0.72473 | 0.0020244 | 0 | #DIV/0! | #DIV/0! | #DIV/0! | #DIV/0! | 0 | 0 | 0 | 0
1977-02-26 | Feb | 26 | 12:00 | 35.06 | 40 | 610.2362 | 36614.1744 | 0 | 0 | 0.041583 | 4.0007e-08 | 0.08022 | 0.014012 | 0.24 | 0.71226 | 0 | 0.72776 | 0.00202 | 0 | #DIV/0! | #DIV/0! | #DIV/0! | #DIV/0! | 0 | 0 | 0 | 0
1977-02-26 | Feb | 26 | 13:00 | 35.06 | 40 | 807.0866 | 48425.1984 | 0 | 0 | 0.041583 | 4.0007e-08 | 0.08022 | 0.014012 | 0.24 | 0.71226 | 0 | 0.72776 | 0.00202 | 0 | #DIV/0! | #DIV/0! | #DIV/0! | #DIV/0! | 0 | 0 | 0 | 0
1977-02-26 | Feb | 26 | 14:00 | 35.06 | 30 | 1122.0473 | 67322.8368 | 0 | 0 | 0.041583 | 4.0007e-08 | 0.08022 | 0.014012 | 0.24 | 0.71226 | 0 | 0.72776 | 0.00202 | 0 | #DIV/0! | #DIV/0! | #DIV/0! | #DIV/0! | 0 | 0 | 0 | 0
1977-02-26 | Feb | 26 | 15:00 | 33.08 | 20 | 1122.0473 | 67322.8368 | 0 | 0 | 0.041537 | 3.9787e-08 | 0.080541 | 0.01396 | 0.24 | 0.7141 | 0 | 0.7222 | 0.0020281 | 0 | #DIV/0! | #DIV/0! | #DIV/0! | #DIV/0! | 0 | 0 | 0 | 0
1977-02-26 | Feb | 26 | 16:00 | 32 | 30 | 1023.6221 | 61417.3248 | 0 | 0 | 0.041512 | 3.9667e-08 | 0.080716 | 0.013932 | 0.24 | 0.71511 | 0 | 0.71919 | 0.0020325 | 0 | #DIV/0! | #DIV/0! | #DIV/0! | #DIV/0! | 0 | 0 | 0 | 0
1977-02-26 | Feb | 26 | 17:00 | 30.92 | 30 | 1023.6221 | 61417.3248 | 0 | 0 | 0.041487 | 3.9547e-08 | 0.080891 | 0.013904 | 0.24 | 0.71612 | 0 | 0.71619 | 0.002037 | 0 | #DIV/0! | #DIV/0! | #DIV/0! | #DIV/0! | 0 | 0 | 0 | 0
1977-02-26 | Feb | 26 | 18:00 | 30.02 | 20 | 1417.3229 | 85039.3728 | 0 | 0 | 0.041466 | 3.9447e-08 | 0.081037 | 0.013881 | 0.24 | 0.71697 | 0 | 0.71369 | 0.0020407 | 0 | #DIV/0! | #DIV/0! | #DIV/0! | #DIV/0! | 0 | 0 | 0 | 0
1977-02-26 | Feb | 26 | 19:00 | 30.02 | 30 | 1614.1733 | 96850.3968 | 0 | 0 | 0.041466 | 3.9447e-08 | 0.081037 | 0.013881 | 0.24 | 0.71697 | 0 | 0.71369 | 0.0020407 | 0 | #DIV/0! | #DIV/0! | #DIV/0! | #DIV/0! | 0 | 0 | 0 | 0
1977-02-26 | Feb | 26 | 20:00 | 30.02 | 20 | 1023.6221 | 61417.3248 | 0 | 0 | 0.041466 | 3.9447e-08 | 0.081037 | 0.013881 | 0.24 | 0.71697 | 0 | 0.71369 | 0.0020407 | 0 | #DIV/0! | #DIV/0! | #DIV/0! | #DIV/0! | 0 | 0 | 0 | 0
1977-02-26 | Feb | 26 | 21:00 | 28.94 | 20 | 1220.4725 | 73228.3488 | 0 | 0 | 0.041368 | 3.9268e-08 | 0.081219 | 0.013852 | 0.24 | 0.71671 | 0 | 0.71065 | 0.0020452 | 0 | #DIV/0! | #DIV/0! | #DIV/0! | #DIV/0! | 0 | 0 | 0 | 0
1977-02-26 | Feb | 26 | 22:00 | 28.94 | 20 | 1732.2835 | 103937.0112 | 0 | 0 | 0.041368 | 3.9268e-08 | 0.081219 | 0.013852 | 0.24 | 0.71671 | 0 | 0.71065 | 0.0020452 | 0 | #DIV/0! | #DIV/0! | #DIV/0! | #DIV/0! | 0 | 0 | 0 | 0
1977-02-26 | Feb | 26 | 23:00 | 28.94 | 30 | 1732.2835 | 103937.0112 | 0 | 0 | 0.041368 | 3.9268e-08 | 0.081219 | 0.013852 | 0.24 | 0.71671 | 0 | 0.71065 | 0.0020452 | 0 | #DIV/0! | #DIV/0! | #DIV/0! | #DIV/0! | 0 | 0 | 0 | 0
1977-02-26 | Feb | 26 | 24:00 | 28.94 | 10 | 2027.5591 | 121653.5472 | 0 | 0 | 0.041368 | 3.9268e-08 | 0.081219 | 0.013852 | 0.24 | 0.71671 | 0 | 0.71065 | 0.0020452 | 0 | #DIV/0! | #DIV/0! | #DIV/0! | #DIV/0! | 0 | 0 | 0 | 0
1977-02-27 | Feb | 27 | 1:00 | 28.94 | 10 | 1417.3229 | 85039.3728 | 0 | 0 | 0.041368 | 3.9268e-08 | 0.081219 | 0.013852 | 0.24 | 0.71671 | 0 | 0.71065 | 0.0020452 | 0 | #DIV/0! | #DIV/0! | #DIV/0! | #DIV/0! | 0 | 0 | 0 | 0
1977-02-27 | Feb | 27 | 2:00 | 28.94 | 360 | 1417.3229 | 85039.3728 | 0 | 0 | 0.041368 | 3.9268e-08 | 0.081219 | 0.013852 | 0.24 | 0.71671 | 0 | 0.71065 | 0.0020452 | 0 | #DIV/0! | #DIV/0! | #DIV/0! | #DIV/0! | 0 | 0 | 0 | 0
1977-02-27 | Feb | 27 | 3:00 | 28.94 | 360 | 1417.3229 | 85039.3728 | 0 | 0 | 0.041368 | 3.9268e-08 | 0.081219 | 0.013852 | 0.24 | 0.71671 | 0 | 0.71065 | 0.0020452 | 0 | #DIV/0! | #DIV/0! | #DIV/0! | #DIV/0! | 0 | 0 | 0 | 0
1977-02-27 | Feb | 27 | 4:00 | 28.04 | 350 | 1417.3229 | 85039.3728 | 0 | 0 | 0.041284 | 3.9118e-08 | 0.081371 | 0.013829 | 0.24 | 0.71648 | 0 | 0.70812 | 0.002049 | 0 | #DIV/0! | #DIV/0! | #DIV/0! | #DIV/0! | 0 | 0 | 0 | 0
1977-02-27 | Feb | 27 | 5:00 | 26.96 | 330 | 1318.8977 | 79133.8608 | 0 | 0 | 0.041184 | 3.8938e-08 | 0.081554 | 0.013801 | 0.24 | 0.7162 | 0 | 0.70511 | 0.0020536 | 0 | #DIV/0! | #DIV/0! | #DIV/0! | #DIV/0! | 0 | 0 | 0 | 0
1977-02-27 | Feb | 27 | 6:00 | 26.96 | 310 | 1122.0473 | 67322.8368 | 0 | 0 | 0.041184 | 3.8938e-08 | 0.081554 | 0.013801 | 0.24 | 0.7162 | 0 | 0.70511 | 0.0020536 | 0 | #DIV/0! | #DIV/0! | #DIV/0! | #DIV/0! | 0 | 0 | 0 | 0
1977-02-27 | Feb | 27 | 7:00 | 26.06 | 310 | 1023.6221 | 61417.3248 | 0 | 0 | 0.041101 | 3.8788e-08 | 0.081706 | 0.013778 | 0.24 | 0.71596 | 0 | 0.7026 | 0.0020574 | 0 | #DIV/0! | #DIV/0! | #DIV/0! | #DIV/0! | 0 | 0 | 0 | 0
1977-02-27 | Feb | 27 | 8:00 | 26.06 | 300 | 1023.6221 | 61417.3248 | 0 | 0 | 0.041101 | 3.8788e-08 | 0.081706 | 0.013778 | 0.24 | 0.71596 | 0 | 0.7026 | 0.0020574 | 0 | #DIV/0! | #DIV/0! | #DIV/0! | #DIV/0! | 0 | 0 | 0 | 0
1977-02-27 | Feb | 27 | 9:00 | 26.96 | 310 | 1122.0473 | 67322.8368 | 0 | 0 | 0.041184 | 3.8938e-08 | 0.081554 | 0.013801 | 0.24 | 0.7162 | 0 | 0.70511 | 0.0020536 | 0 | #DIV/0! | #DIV/0! | #DIV/0! | #DIV/0! | 0 | 0 | 0 | 0
1977-02-27 | Feb | 27 | 10:00 | 28.04 | 310 | 1122.0473 | 67322.8368 | 0 | 0 | 0.041284 | 3.9118e-08 | 0.081371 | 0.013829 | 0.24 | 0.71648 | 0 | 0.70812 | 0.002049 | 0 | #DIV/0! | #DIV/0! | #DIV/0! | #DIV/0! | 0 | 0 | 0 | 0
1977-02-27 | Feb | 27 | 11:00 | 30.02 | 300 | 1023.6221 | 61417.3248 | 0 | 0 | 0.041466 | 3.9447e-08 | 0.081037 | 0.013881 | 0.24 | 0.71697 | 0 | 0.71369 | 0.0020407 | 0 | #DIV/0! | #DIV/0! | #DIV/0! | #DIV/0! | 0 | 0 | 0 | 0
1977-02-27 | Feb | 27 | 12:00 | 30.92 | 300 | 1318.8977 | 79133.8608 | 0 | 0 | 0.041487 | 3.9547e-08 | 0.080891 | 0.013904 | 0.24 | 0.71612 | 0 | 0.71619 | 0.002037 | 0 | #DIV/0! | #DIV/0! | #DIV/0! | #DIV/0! | 0 | 0 | 0 | 0
1977-02-27 | Feb | 27 | 13:00 | 30.92 | 290 | 1417.3229 | 85039.3728 | 0 | 0 | 0.041487 | 3.9547e-08 | 0.080891 | 0.013904 | 0.24 | 0.71612 | 0 | 0.71619 | 0.002037 | 0 | #DIV/0! | #DIV/0! | #DIV/0! | #DIV/0! | 0 | 0 | 0 | 0
1977-02-27 | Feb | 27 | 14:00 | 32 | 290 | 1023.6221 | 61417.3248 | 0 | 0 | 0.041512 | 3.9667e-08 | 0.080716 | 0.013932 | 0.24 | 0.71511 | 0 | 0.71919 | 0.0020325 | 0 | #DIV/0! | #DIV/0! | #DIV/0! | #DIV/0! | 0 | 0 | 0 | 0
1977-02-27 | Feb | 27 | 15:00 | 32 | 290 | 1023.6221 | 61417.3248 | 0 | 0 | 0.041512 | 3.9667e-08 | 0.080716 | 0.013932 | 0.24 | 0.71511 | 0 | 0.71919 | 0.0020325 | 0 | #DIV/0! | #DIV/0! | #DIV/0! | #DIV/0! | 0 | 0 | 0 | 0
1977-02-27 | Feb | 27 | 16:00 | 32 | 270 | 1023.6221 | 61417.3248 | 0 | 0 | 0.041512 | 3.9667e-08 | 0.080716 | 0.013932 | 0.24 | 0.71511 | 0 | 0.71919 | 0.0020325 | 0 | #DIV/0! | #DIV/0! | #DIV/0! | #DIV/0! | 0 | 0 | 0 | 0
1977-02-27 | Feb | 27 | 17:00 | 32 | 270 | 807.0866 | 48425.1984 | 0 | 0 | 0.041512 | 3.9667e-08 | 0.080716 | 0.013932 | 0.24 | 0.71511 | 0 | 0.71919 | 0.0020325 | 0 | #DIV/0! | #DIV/0! | #DIV/0! | #DIV/0! | 0 | 0 | 0 | 0
1977-02-27 | Feb | 27 | 18:00 | 32 | 270 | 708.6614 | 42519.6864 | 0 | 0 | 0.041512 | 3.9667e-08 | 0.080716 | 0.013932 | 0.24 | 0.71511 | 0 | 0.71919 | 0.0020325 | 0 | #DIV/0! | #DIV/0! | #DIV/0! | #DIV/0! | 0 | 0 | 0 | 0
1977-02-27 | Feb | 27 | 19:00 | 30.92 | 250 | 807.0866 | 48425.1984 | 0 | 0 | 0.041487 | 3.9547e-08 | 0.080891 | 0.013904 | 0.24 | 0.71612 | 0 | 0.71619 | 0.002037 | 0 | #DIV/0! | #DIV/0! | #DIV/0! | #DIV/0! | 0 | 0 | 0 | 0
1977-02-27 | Feb | 27 | 20:00 | 30.92 | 270 | 807.0866 | 48425.1984 | 0 | 0 | 0.041487 | 3.9547e-08 | 0.080891 | 0.013904 | 0.24 | 0.71612 | 0 | 0.71619 | 0.002037 | 0 | #DIV/0! | #DIV/0! | #DIV/0! | #DIV/0! | 0 | 0 | 0 | 0
1977-02-27 | Feb | 27 | 21:00 | 30.92 | 270 | 708.6614 | 42519.6864 | 0 | 0 | 0.041487 | 3.9547e-08 | 0.080891 | 0.013904 | 0.24 | 0.71612 | 0 | 0.71619 | 0.002037 | 0 | #DIV/0! | #DIV/0! | #DIV/0! | #DIV/0! | 0 | 0 | 0 | 0
1977-02-27 | Feb | 27 | 22:00 | 28.94 | 240 | 708.6614 | 42519.6864 | 0 | 0 | 0.041368 | 3.9268e-08 | 0.081219 | 0.013852 | 0.24 | 0.71671 | 0 | 0.71065 | 0.0020452 | 0 | #DIV/0! | #DIV/0! | #DIV/0! | #DIV/0! | 0 | 0 | 0 | 0
1977-02-27 | Feb | 27 | 23:00 | 28.94 | 250 | 708.6614 | 42519.6864 | 0 | 0 | 0.041368 | 3.9268e-08 | 0.081219 | 0.013852 | 0.24 | 0.71671 | 0 | 0.71065 | 0.0020452 | 0 | #DIV/0! | #DIV/0! | #DIV/0! | #DIV/0! | 0 | 0 | 0 | 0
1977-02-27 | Feb | 27 | 24:00 | 30.02 | 250 | 807.0866 | 48425.1984 | 0 | 0 | 0.041466 | 3.9447e-08 | 0.081037 | 0.013881 | 0.24 | 0.71697 | 0 | 0.71369 | 0.0020407 | 0 | #DIV/0! | #DIV/0! | #DIV/0! | #DIV/0! | 0 | 0 | 0 | 0
1977-02-28 | Feb | 28 | 1:00 | 28.94 | 280 | 807.0866 | 48425.1984 | 0 | 0 | 0.041368 | 3.9268e-08 | 0.081219 | 0.013852 | 0.24 | 0.71671 | 0 | 0.71065 | 0.0020452 | 0 | #DIV/0! | #DIV/0! | #DIV/0! | #DIV/0! | 0 | 0 | 0 | 0
1977-02-28 | Feb | 28 | 2:00 | 28.04 | 280 | 1023.6221 | 61417.3248 | 0 | 0 | 0.041284 | 3.9118e-08 | 0.081371 | 0.013829 | 0.24 | 0.71648 | 0 | 0.70812 | 0.002049 | 0 | #DIV/0! | #DIV/0! | #DIV/0! | #DIV/0! | 0 | 0 | 0 | 0
1977-02-28 | Feb | 28 | 3:00 | 26.96 | 280 | 1023.6221 | 61417.3248 | 0 | 0 | 0.041184 | 3.8938e-08 | 0.081554 | 0.013801 | 0.24 | 0.7162 | 0 | 0.70511 | 0.0020536 | 0 | #DIV/0! | #DIV/0! | #DIV/0! | #DIV/0! | 0 | 0 | 0 | 0
1977-02-28 | Feb | 28 | 4:00 | 24.98 | 270 | 807.0866 | 48425.1984 | 0 | 0 | 0.041001 | 3.8608e-08 | 0.081888 | 0.013749 | 0.24 | 0.71568 | 0 | 0.6996 | 0.0020619 | 0 | #DIV/0! | #DIV/0! | #DIV/0! | #DIV/0! | 0 | 0 | 0 | 0
1977-02-28 | Feb | 28 | 5:00 | 24.98 | 250 | 413.3858 | 24803.1504 | 0 | 0 | 0.041001 | 3.8608e-08 | 0.081888 | 0.013749 | 0.24 | 0.71568 | 0 | 0.6996 | 0.0020619 | 0 | #DIV/0! | #DIV/0! | #DIV/0! | #DIV/0! | 0 | 0 | 0 | 0
1977-02-28 | Feb | 28 | 6:00 | 23 | 240 | 610.2362 | 36614.1744 | 0 | 0 | 0.040817 | 3.8278e-08 | 0.082223 | 0.013698 | 0.24 | 0.71515 | 0 | 0.69415 | 0.0020704 | 0 | #DIV/0! | #DIV/0! | #DIV/0! | #DIV/0! | 0 | 0 | 0 | 0
1977-02-28 | Feb | 28 | 7:00 | 19.94 | 230 | 610.2362 | 36614.1744 | 0 | 0 | 0.040535 | 3.7769e-08 | 0.082741 | 0.013618 | 0.24 | 0.71436 | 0 | 0.6858 | 0.0020836 | 0 | #DIV/0! | #DIV/0! | #DIV/0! | #DIV/0! | 0 | 0 | 0 | 0
1977-02-28 | Feb | 28 | 8:00 | 24.98 | 240 | 807.0866 | 48425.1984 | 0 | 0 | 0.041001 | 3.8608e-08 | 0.081888 | 0.013749 | 0.24 | 0.71568 | 0 | 0.6996 | 0.0020619 | 0 | #DIV/0! | #DIV/0! | #DIV/0! | #DIV/0! | 0 | 0 | 0 | 0
1977-02-28 | Feb | 28 | 9:00 | 26.96 | 270 | 1023.6221 | 61417.3248 | 0 | 0 | 0.041184 | 3.8938e-08 | 0.081554 | 0.013801 | 0.24 | 0.7162 | 0 | 0.70511 | 0.0020536 | 0 | #DIV/0! | #DIV/0! | #DIV/0! | #DIV/0! | 0 | 0 | 0 | 0
1977-02-28 | Feb | 28 | 10:00 | 30.02 | 270 | 1318.8977 | 79133.8608 | 0 | 0 | 0.041466 | 3.9447e-08 | 0.081037 | 0.013881 | 0.24 | 0.71697 | 0 | 0.71369 | 0.0020407 | 0 | #DIV/0! | #DIV/0! | #DIV/0! | #DIV/0! | 0 | 0 | 0 | 0
1977-02-28 | Feb | 28 | 11:00 | 33.08 | 270 | 1122.0473 | 67322.8368 | 0 | 0 | 0.041537 | 3.9787e-08 | 0.080541 | 0.01396 | 0.24 | 0.7141 | 0 | 0.7222 | 0.0020281 | 0 | #DIV/0! | #DIV/0! | #DIV/0! | #DIV/0! | 0 | 0 | 0 | 0
1977-02-28 | Feb | 28 | 12:00 | 33.98 | 280 | 1318.8977 | 79133.8608 | 0 | 0 | 0.041558 | 3.9887e-08 | 0.080395 | 0.013983 | 0.24 | 0.71327 | 0 | 0.72473 | 0.0020244 | 0 | #DIV/0! | #DIV/0! | #DIV/0! | #DIV/0! | 0 | 0 | 0 | 0
1977-02-28 | Feb | 28 | 13:00 | 35.96 | 250 | 807.0866 | 48425.1984 | 0 | 0 | 0.041604 | 4.0107e-08 | 0.080074 | 0.014035 | 0.24 | 0.71143 | 0 | 0.73031 | 0.0020163 | 0 | #DIV/0! | #DIV/0! | #DIV/0! | #DIV/0! | 0 | 0 | 0 | 0
1977-02-28 | Feb | 28 | 14:00 | 37.04 | 270 | 1318.8977 | 79133.8608 | 0 | 0 | 0.041629 | 4.0227e-08 | 0.0799 | 0.014063 | 0.24 | 0.71044 | 0 | 0.73337 | 0.0020119 | 0 | #DIV/0! | #DIV/0! | #DIV/0! | #DIV/0! | 0 | 0 | 0 | 0
1977-02-28 | Feb | 28 | 15:00 | 35.96 | 260 | 1023.6221 | 61417.3248 | 0 | 0 | 0.041604 | 4.0107e-08 | 0.080074 | 0.014035 | 0.24 | 0.71143 | 0 | 0.73031 | 0.0020163 | 0 | #DIV/0! | #DIV/0! | #DIV/0! | #DIV/0! | 0 | 0 | 0 | 0
1977-02-28 | Feb | 28 | 16:00 | 37.04 | 270 | 807.0866 | 48425.1984 | 0 | 0 | 0.041629 | 4.0227e-08 | 0.0799 | 0.014063 | 0.24 | 0.71044 | 0 | 0.73337 | 0.0020119 | 0 | #DIV/0! | #DIV/0! | #DIV/0! | #DIV/0! | 0 | 0 | 0 | 0
1977-02-28 | Feb | 28 | 17:00 | 35.96 | 260 | 807.0866 | 48425.1984 | 0 | 0 | 0.041604 | 4.0107e-08 | 0.080074 | 0.014035 | 0.24 | 0.71143 | 0 | 0.73031 | 0.0020163 | 0 | #DIV/0! | #DIV/0! | #DIV/0! | #DIV/0! | 0 | 0 | 0 | 0
1977-02-28 | Feb | 28 | 18:00 | 33.08 | 240 | 708.6614 | 42519.6864 | 0 | 0 | 0.041537 | 3.9787e-08 | 0.080541 | 0.01396 | 0.24 | 0.7141 | 0 | 0.7222 | 0.0020281 | 0 | #DIV/0! | #DIV/0! | #DIV/0! | #DIV/0! | 0 | 0 | 0 | 0
1977-02-28 | Feb | 28 | 19:00 | 30.02 | 240 | 610.2362 | 36614.1744 | 0 | 0 | 0.041466 | 3.9447e-08 | 0.081037 | 0.013881 | 0.24 | 0.71697 | 0 | 0.71369 | 0.0020407 | 0 | #DIV/0! | #DIV/0! | #DIV/0! | #DIV/0! | 0 | 0 | 0 | 0
1977-02-28 | Feb | 28 | 20:00 | 28.94 | 240 | 708.6614 | 42519.6864 | 0 | 0 | 0.041368 | 3.9268e-08 | 0.081219 | 0.013852 | 0.24 | 0.71671 | 0 | 0.71065 | 0.0020452 | 0 | #DIV/0! | #DIV/0! | #DIV/0! | #DIV/0! | 0 | 0 | 0 | 0
1977-02-28 | Feb | 28 | 21:00 | 28.04 | 240 | 610.2362 | 36614.1744 | 0 | 0 | 0.041284 | 3.9118e-08 | 0.081371 | 0.013829 | 0.24 | 0.71648 | 0 | 0.70812 | 0.002049 | 0 | #DIV/0! | #DIV/0! | #DIV/0! | #DIV/0! | 0 | 0 | 0 | 0
1977-02-28 | Feb | 28 | 22:00 | 29.66 | 240 | 688.9764 | 41338.584 | 0 | 0 | 0.041434 | 3.9388e-08 | 0.081097 | 0.013871 | 0.24 | 0.7169 | 0 | 0.71268 | 0.0020422 | 0 | #DIV/0! | #DIV/0! | #DIV/0! | #DIV/0! | 0 | 0 | 0 | 0
1977-02-28 | Feb | 28 | 23:00 | 31.1 | 260 | 748.0315 | 44881.8912 | 0 | 0 | 0.041491 | 3.9567e-08 | 0.080862 | 0.013909 | 0.24 | 0.71595 | 0 | 0.71669 | 0.0020362 | 0 | #DIV/0! | #DIV/0! | #DIV/0! | #DIV/0! | 0 | 0 | 0 | 0
1977-02-28 | Feb | 28 | 24:00 | 32.36 | 270 | 826.7717 | 49606.3008 | 0 | 0 | 0.041521 | 3.9707e-08 | 0.080658 | 0.013941 | 0.24 | 0.71477 | 0 | 0.72019 | 0.002031 | 0 | #DIV/0! | #DIV/0! | #DIV/0! | #DIV/0! | 0 | 0 | 0 | 0
1985-03-01 | Mar | 1 | 1:00 | 33.62 | 230 | 905.5118 | 54330.7104 | 0 | 0 | 0.04155 | 3.9847e-08 | 0.080454 | 0.013974 | 0.24 | 0.7136 | 0 | 0.72372 | 0.0020258 | 0 | #DIV/0! | #DIV/0! | #DIV/0! | #DIV/0! | 0 | 0 | 0 | 0
1985-03-01 | Mar | 1 | 2:00 | 35.06 | 240 | 984.252 | 59055.12 | 0 | 0 | 0.041583 | 4.0007e-08 | 0.08022 | 0.014012 | 0.24 | 0.71226 | 0 | 0.72776 | 0.00202 | 0 | #DIV/0! | #DIV/0! | #DIV/0! | #DIV/0! | 0 | 0 | 0 | 0
1985-03-01 | Mar | 1 | 3:00 | 36.5 | 220 | 1043.3071 | 62598.4272 | 0 | 0 | 0.041616 | 4.0167e-08 | 0.079987 | 0.014049 | 0.24 | 0.71094 | 0 | 0.73184 | 0.0020141 | 0 | #DIV/0! | #DIV/0! | #DIV/0! | #DIV/0! | 0 | 0 | 0 | 0
1985-03-01 | Mar | 1 | 4:00 | 37.94 | 240 | 1122.0473 | 67322.8368 | 0 | 0 | 0.04165 | 4.0327e-08 | 0.079754 | 0.014086 | 0.24 | 0.70961 | 0 | 0.73593 | 0.0020083 | 0 | #DIV/0! | #DIV/0! | #DIV/0! | #DIV/0! | 0 | 0 | 0 | 0
1985-03-01 | Mar | 1 | 5:00 | 37.94 | 230 | 1220.4725 | 73228.3488 | 0 | 0 | 0.04165 | 4.0327e-08 | 0.079754 | 0.014086 | 0.24 | 0.70961 | 0 | 0.73593 | 0.0020083 | 0 | #DIV/0! | #DIV/0! | #DIV/0! | #DIV/0! | 0 | 0 | 0 | 0
1985-03-01 | Mar | 1 | 6:00 | 37.94 | 230 | 1122.0473 | 67322.8368 | 0 | 0 | 0.04165 | 4.0327e-08 | 0.079754 | 0.014086 | 0.24 | 0.70961 | 0 | 0.73593 | 0.0020083 | 0 | #DIV/0! | #DIV/0! | #DIV/0! | #DIV/0! | 0 | 0 | 0 | 0
1985-03-01 | Mar | 1 | 7:00 | 37.94 | 240 | 1122.0473 | 67322.8368 | 0 | 0 | 0.04165 | 4.0327e-08 | 0.079754 | 0.014086 | 0.24 | 0.70961 | 0 | 0.73593 | 0.0020083 | 0 | #DIV/0! | #DIV/0! | #DIV/0! | #DIV/0! | 0 | 0 | 0 | 0
1985-03-01 | Mar | 1 | 8:00 | 37.04 | 240 | 1417.3229 | 85039.3728 | 0 | 0 | 0.041629 | 4.0227e-08 | 0.0799 | 0.014063 | 0.24 | 0.71044 | 0 | 0.73337 | 0.0020119 | 0 | #DIV/0! | #DIV/0! | #DIV/0! | #DIV/0! | 0 | 0 | 0 | 0
1985-03-01 | Mar | 1 | 9:00 | 37.04 | 220 | 1122.0473 | 67322.8368 | 0 | 0 | 0.041629 | 4.0227e-08 | 0.0799 | 0.014063 | 0.24 | 0.71044 | 0 | 0.73337 | 0.0020119 | 0 | #DIV/0! | #DIV/0! | #DIV/0! | #DIV/0! | 0 | 0 | 0 | 0
1985-03-01 | Mar | 1 | 10:00 | 39.02 | 240 | 1220.4725 | 73228.3488 | 0 | 0 | 0.041675 | 4.0447e-08 | 0.079579 | 0.014115 | 0.24 | 0.70863 | 0 | 0.73902 | 0.0020039 | 0 | #DIV/0! | #DIV/0! | #DIV/0! | #DIV/0! | 0 | 0 | 0 | 0
1985-03-01 | Mar | 1 | 11:00 | 37.94 | 250 | 1417.3229 | 85039.3728 | 0 | 0 | 0.04165 | 4.0327e-08 | 0.079754 | 0.014086 | 0.24 | 0.70961 | 0 | 0.73593 | 0.0020083 | 0 | #DIV/0! | #DIV/0! | #DIV/0! | #DIV/0! | 0 | 0 | 0 | 0
1985-03-01 | Mar | 1 | 12:00 | 39.02 | 250 | 1417.3229 | 85039.3728 | 0 | 0 | 0.041675 | 4.0447e-08 | 0.079579 | 0.014115 | 0.24 | 0.70863 | 0 | 0.73902 | 0.0020039 | 0 | #DIV/0! | #DIV/0! | #DIV/0! | #DIV/0! | 0 | 0 | 0 | 0
1985-03-01 | Mar | 1 | 13:00 | 39.02 | 250 | 1318.8977 | 79133.8608 | 0 | 0 | 0.041675 | 4.0447e-08 | 0.079579 | 0.014115 | 0.24 | 0.70863 | 0 | 0.73902 | 0.0020039 | 0 | #DIV/0! | #DIV/0! | #DIV/0! | #DIV/0! | 0 | 0 | 0 | 0
1985-03-01 | Mar | 1 | 14:00 | 39.92 | 260 | 1122.0473 | 67322.8368 | 0 | 0 | 0.041696 | 4.0547e-08 | 0.079433 | 0.014138 | 0.24 | 0.70781 | 0 | 0.74161 | 0.0020003 | 0 | #DIV/0! | #DIV/0! | #DIV/0! | #DIV/0! | 0 | 0 | 0 | 0
1985-03-01 | Mar | 1 | 15:00 | 41 | 260 | 1023.6221 | 61417.3248 | 0 | 0 | 0.04179 | 4.0722e-08 | 0.079264 | 0.014166 | 0.24 | 0.70801 | 0 | 0.74466 | 0.001996 | 0 | #DIV/0! | #DIV/0! | #DIV/0! | #DIV/0! | 0 | 0 | 0 | 0
1985-03-01 | Mar | 1 | 16:00 | 42.98 | 270 | 1220.4725 | 73228.3488 | 0 | 0 | 0.041974 | 4.1052e-08 | 0.078955 | 0.014217 | 0.24 | 0.70854 | 0 | 0.75029 | 0.0019882 | 0 | #DIV/0! | #DIV/0! | #DIV/0! | #DIV/0! | 0 | 0 | 0 | 0
1985-03-01 | Mar | 1 | 17:00 | 42.08 | 260 | 807.0866 | 48425.1984 | 0 | 0 | 0.04189 | 4.0902e-08 | 0.079096 | 0.014194 | 0.24 | 0.7083 | 0 | 0.74773 | 0.0019917 | 0 | #DIV/0! | #DIV/0! | #DIV/0! | #DIV/0! | 0 | 0 | 0 | 0
1985-03-01 | Mar | 1 | 18:00 | 39.92 | 240 | 708.6614 | 42519.6864 | 0 | 0 | 0.041696 | 4.0547e-08 | 0.079433 | 0.014138 | 0.24 | 0.70781 | 0 | 0.74161 | 0.0020003 | 0 | #DIV/0! | #DIV/0! | #DIV/0! | #DIV/0! | 0 | 0 | 0 | 0
1985-03-01 | Mar | 1 | 19:00 | 35.06 | 250 | 610.2362 | 36614.1744 | 0 | 0 | 0.041583 | 4.0007e-08 | 0.08022 | 0.014012 | 0.24 | 0.71226 | 0 | 0.72776 | 0.00202 | 0 | #DIV/0! | #DIV/0! | #DIV/0! | #DIV/0! | 0 | 0 | 0 | 0
1985-03-01 | Mar | 1 | 20:00 | 37.94 | 270 | 708.6614 | 42519.6864 | 0 | 0 | 0.04165 | 4.0327e-08 | 0.079754 | 0.014086 | 0.24 | 0.70961 | 0 | 0.73593 | 0.0020083 | 0 | #DIV/0! | #DIV/0! | #DIV/0! | #DIV/0! | 0 | 0 | 0 | 0
1985-03-01 | Mar | 1 | 21:00 | 35.06 | 270 | 610.2362 | 36614.1744 | 0 | 0 | 0.041583 | 4.0007e-08 | 0.08022 | 0.014012 | 0.24 | 0.71226 | 0 | 0.72776 | 0.00202 | 0 | #DIV/0! | #DIV/0! | #DIV/0! | #DIV/0! | 0 | 0 | 0 | 0
1985-03-01 | Mar | 1 | 22:00 | 33.98 | 280 | 610.2362 | 36614.1744 | 0 | 0 | 0.041558 | 3.9887e-08 | 0.080395 | 0.013983 | 0.24 | 0.71327 | 0 | 0.72473 | 0.0020244 | 0 | #DIV/0! | #DIV/0! | #DIV/0! | #DIV/0! | 0 | 0 | 0 | 0
1985-03-01 | Mar | 1 | 23:00 | 33.08 | 310 | 807.0866 | 48425.1984 | 0 | 0 | 0.041537 | 3.9787e-08 | 0.080541 | 0.01396 | 0.24 | 0.7141 | 0 | 0.7222 | 0.0020281 | 0 | #DIV/0! | #DIV/0! | #DIV/0! | #DIV/0! | 0 | 0 | 0 | 0
1985-03-01 | Mar | 1 | 24:00 | 33.98 | 300 | 807.0866 | 48425.1984 | 0 | 0 | 0.041558 | 3.9887e-08 | 0.080395 | 0.013983 | 0.24 | 0.71327 | 0 | 0.72473 | 0.0020244 | 0 | #DIV/0! | #DIV/0! | #DIV/0! | #DIV/0! | 0 | 0 | 0 | 0
1985-03-02 | Mar | 2 | 1:00 | 33.98 | 300 | 610.2362 | 36614.1744 | 0 | 0 | 0.041558 | 3.9887e-08 | 0.080395 | 0.013983 | 0.24 | 0.71327 | 0 | 0.72473 | 0.0020244 | 0 | #DIV/0! | #DIV/0! | #DIV/0! | #DIV/0! | 0 | 0 | 0 | 0
1985-03-02 | Mar | 2 | 2:00 | 32 | 300 | 708.6614 | 42519.6864 | 0 | 0 | 0.041512 | 3.9667e-08 | 0.080716 | 0.013932 | 0.24 | 0.71511 | 0 | 0.71919 | 0.0020325 | 0 | #DIV/0! | #DIV/0! | #DIV/0! | #DIV/0! | 0 | 0 | 0 | 0
1985-03-02 | Mar | 2 | 3:00 | 32 | 310 | 905.5118 | 54330.7104 | 0 | 0 | 0.041512 | 3.9667e-08 | 0.080716 | 0.013932 | 0.24 | 0.71511 | 0 | 0.71919 | 0.0020325 | 0 | #DIV/0! | #DIV/0! | #DIV/0! | #DIV/0! | 0 | 0 | 0 | 0
1985-03-02 | Mar | 2 | 4:00 | 30.02 | 320 | 905.5118 | 54330.7104 | 0 | 0 | 0.041466 | 3.9447e-08 | 0.081037 | 0.013881 | 0.24 | 0.71697 | 0 | 0.71369 | 0.0020407 | 0 | #DIV/0! | #DIV/0! | #DIV/0! | #DIV/0! | 0 | 0 | 0 | 0
1985-03-02 | Mar | 2 | 5:00 | 28.04 | 310 | 905.5118 | 54330.7104 | 0 | 0 | 0.041284 | 3.9118e-08 | 0.081371 | 0.013829 | 0.24 | 0.71648 | 0 | 0.70812 | 0.002049 | 0 | #DIV/0! | #DIV/0! | #DIV/0! | #DIV/0! | 0 | 0 | 0 | 0
1985-03-02 | Mar | 2 | 6:00 | 28.94 | 340 | 610.2362 | 36614.1744 | 0 | 0 | 0.041368 | 3.9268e-08 | 0.081219 | 0.013852 | 0.24 | 0.71671 | 0 | 0.71065 | 0.0020452 | 0 | #DIV/0! | #DIV/0! | #DIV/0! | #DIV/0! | 0 | 0 | 0 | 0
1985-03-02 | Mar | 2 | 7:00 | 28.04 | 330 | 708.6614 | 42519.6864 | 0 | 0 | 0.041284 | 3.9118e-08 | 0.081371 | 0.013829 | 0.24 | 0.71648 | 0 | 0.70812 | 0.002049 | 0 | #DIV/0! | #DIV/0! | #DIV/0! | #DIV/0! | 0 | 0 | 0 | 0
1985-03-02 | Mar | 2 | 8:00 | 32 | 360 | 708.6614 | 42519.6864 | 0 | 0 | 0.041512 | 3.9667e-08 | 0.080716 | 0.013932 | 0.24 | 0.71511 | 0 | 0.71919 | 0.0020325 | 0 | #DIV/0! | #DIV/0! | #DIV/0! | #DIV/0! | 0 | 0 | 0 | 0
1985-03-02 | Mar | 2 | 9:00 | 35.96 | 50 | 708.6614 | 42519.6864 | 0 | 0 | 0.041604 | 4.0107e-08 | 0.080074 | 0.014035 | 0.24 | 0.71143 | 0 | 0.73031 | 0.0020163 | 0 | #DIV/0! | #DIV/0! | #DIV/0! | #DIV/0! | 0 | 0 | 0 | 0
1985-03-02 | Mar | 2 | 10:00 | 37.94 | 70 | 807.0866 | 48425.1984 | 0 | 0 | 0.04165 | 4.0327e-08 | 0.079754 | 0.014086 | 0.24 | 0.70961 | 0 | 0.73593 | 0.0020083 | 0 | #DIV/0! | #DIV/0! | #DIV/0! | #DIV/0! | 0 | 0 | 0 | 0
1985-03-02 | Mar | 2 | 11:00 | 39.02 | 40 | 1023.6221 | 61417.3248 | 0 | 0 | 0.041675 | 4.0447e-08 | 0.079579 | 0.014115 | 0.24 | 0.70863 | 0 | 0.73902 | 0.0020039 | 0 | #DIV/0! | #DIV/0! | #DIV/0! | #DIV/0! | 0 | 0 | 0 | 0
1985-03-02 | Mar | 2 | 12:00 | 41 | 40 | 1220.4725 | 73228.3488 | 0 | 0 | 0.04179 | 4.0722e-08 | 0.079264 | 0.014166 | 0.24 | 0.70801 | 0 | 0.74466 | 0.001996 | 0 | #DIV/0! | #DIV/0! | #DIV/0! | #DIV/0! | 0 | 0 | 0 | 0
1985-03-02 | Mar | 2 | 13:00 | 39.92 | 60 | 1023.6221 | 61417.3248 | 0 | 0 | 0.041696 | 4.0547e-08 | 0.079433 | 0.014138 | 0.24 | 0.70781 | 0 | 0.74161 | 0.0020003 | 0 | #DIV/0! | #DIV/0! | #DIV/0! | #DIV/0! | 0 | 0 | 0 | 0
1985-03-02 | Mar | 2 | 14:00 | 39.02 | 40 | 1122.0473 | 67322.8368 | 0 | 0 | 0.041675 | 4.0447e-08 | 0.079579 | 0.014115 | 0.24 | 0.70863 | 0 | 0.73902 | 0.0020039 | 0 | #DIV/0! | #DIV/0! | #DIV/0! | #DIV/0! | 0 | 0 | 0 | 0
1985-03-02 | Mar | 2 | 15:00 | 37.94 | 60 | 1220.4725 | 73228.3488 | 0 | 0 | 0.04165 | 4.0327e-08 | 0.079754 | 0.014086 | 0.24 | 0.70961 | 0 | 0.73593 | 0.0020083 | 0 | #DIV/0! | #DIV/0! | #DIV/0! | #DIV/0! | 0 | 0 | 0 | 0
1985-03-02 | Mar | 2 | 16:00 | 35.06 | 40 | 1318.8977 | 79133.8608 | 0 | 0 | 0.041583 | 4.0007e-08 | 0.08022 | 0.014012 | 0.24 | 0.71226 | 0 | 0.72776 | 0.00202 | 0 | #DIV/0! | #DIV/0! | #DIV/0! | #DIV/0! | 0 | 0 | 0 | 0
1985-03-02 | Mar | 2 | 17:00 | 33.08 | 50 | 1220.4725 | 73228.3488 | 0 | 0 | 0.041537 | 3.9787e-08 | 0.080541 | 0.01396 | 0.24 | 0.7141 | 0 | 0.7222 | 0.0020281 | 0 | #DIV/0! | #DIV/0! | #DIV/0! | #DIV/0! | 0 | 0 | 0 | 0
1985-03-02 | Mar | 2 | 18:00 | 32 | 50 | 1220.4725 | 73228.3488 | 0 | 0 | 0.041512 | 3.9667e-08 | 0.080716 | 0.013932 | 0.24 | 0.71511 | 0 | 0.71919 | 0.0020325 | 0 | #DIV/0! | #DIV/0! | #DIV/0! | #DIV/0! | 0 | 0 | 0 | 0
1985-03-02 | Mar | 2 | 19:00 | 30.92 | 60 | 1023.6221 | 61417.3248 | 0 | 0 | 0.041487 | 3.9547e-08 | 0.080891 | 0.013904 | 0.24 | 0.71612 | 0 | 0.71619 | 0.002037 | 0 | #DIV/0! | #DIV/0! | #DIV/0! | #DIV/0! | 0 | 0 | 0 | 0
1985-03-02 | Mar | 2 | 20:00 | 30.02 | 50 | 1122.0473 | 67322.8368 | 0 | 0 | 0.041466 | 3.9447e-08 | 0.081037 | 0.013881 | 0.24 | 0.71697 | 0 | 0.71369 | 0.0020407 | 0 | #DIV/0! | #DIV/0! | #DIV/0! | #DIV/0! | 0 | 0 | 0 | 0
1985-03-02 | Mar | 2 | 21:00 | 30.02 | 50 | 1122.0473 | 67322.8368 | 0 | 0 | 0.041466 | 3.9447e-08 | 0.081037 | 0.013881 | 0.24 | 0.71697 | 0 | 0.71369 | 0.0020407 | 0 | #DIV/0! | #DIV/0! | #DIV/0! | #DIV/0! | 0 | 0 | 0 | 0
1985-03-02 | Mar | 2 | 22:00 | 30.02 | 70 | 1023.6221 | 61417.3248 | 0 | 0 | 0.041466 | 3.9447e-08 | 0.081037 | 0.013881 | 0.24 | 0.71697 | 0 | 0.71369 | 0.0020407 | 0 | #DIV/0! | #DIV/0! | #DIV/0! | #DIV/0! | 0 | 0 | 0 | 0
1985-03-02 | Mar | 2 | 23:00 | 30.92 | 80 | 807.0866 | 48425.1984 | 0 | 0 | 0.041487 | 3.9547e-08 | 0.080891 | 0.013904 | 0.24 | 0.71612 | 0 | 0.71619 | 0.002037 | 0 | #DIV/0! | #DIV/0! | #DIV/0! | #DIV/0! | 0 | 0 | 0 | 0
1985-03-02 | Mar | 2 | 24:00 | 30.92 | 60 | 1122.0473 | 67322.8368 | 0 | 0 | 0.041487 | 3.9547e-08 | 0.080891 | 0.013904 | 0.24 | 0.71612 | 0 | 0.71619 | 0.002037 | 0 | #DIV/0! | #DIV/0! | #DIV/0! | #DIV/0! | 0 | 0 | 0 | 0
1985-03-03 | Mar | 3 | 1:00 | 32 | 60 | 1023.6221 | 61417.3248 | 0 | 0 | 0.041512 | 3.9667e-08 | 0.080716 | 0.013932 | 0.24 | 0.71511 | 0 | 0.71919 | 0.0020325 | 0 | #DIV/0! | #DIV/0! | #DIV/0! | #DIV/0! | 0 | 0 | 0 | 0
1985-03-03 | Mar | 3 | 2:00 | 32 | 80 | 905.5118 | 54330.7104 | 0 | 0 | 0.041512 | 3.9667e-08 | 0.080716 | 0.013932 | 0.24 | 0.71511 | 0 | 0.71919 | 0.0020325 | 0 | #DIV/0! | #DIV/0! | #DIV/0! | #DIV/0! | 0 | 0 | 0 | 0
1985-03-03 | Mar | 3 | 3:00 | 32 | 60 | 1023.6221 | 61417.3248 | 0 | 0 | 0.041512 | 3.9667e-08 | 0.080716 | 0.013932 | 0.24 | 0.71511 | 0 | 0.71919 | 0.0020325 | 0 | #DIV/0! | #DIV/0! | #DIV/0! | #DIV/0! | 0 | 0 | 0 | 0
1985-03-03 | Mar | 3 | 4:00 | 32 | 80 | 1023.6221 | 61417.3248 | 0 | 0 | 0.041512 | 3.9667e-08 | 0.080716 | 0.013932 | 0.24 | 0.71511 | 0 | 0.71919 | 0.0020325 | 0 | #DIV/0! | #DIV/0! | #DIV/0! | #DIV/0! | 0 | 0 | 0 | 0
1985-03-03 | Mar | 3 | 5:00 | 32 | 90 | 905.5118 | 54330.7104 | 0 | 0 | 0.041512 | 3.9667e-08 | 0.080716 | 0.013932 | 0.24 | 0.71511 | 0 | 0.71919 | 0.0020325 | 0 | #DIV/0! | #DIV/0! | #DIV/0! | #DIV/0! | 0 | 0 | 0 | 0
1985-03-03 | Mar | 3 | 6:00 | 30.92 | 80 | 1614.1733 | 96850.3968 | 0 | 0 | 0.041487 | 3.9547e-08 | 0.080891 | 0.013904 | 0.24 | 0.71612 | 0 | 0.71619 | 0.002037 | 0 | #DIV/0! | #DIV/0! | #DIV/0! | #DIV/0! | 0 | 0 | 0 | 0
1985-03-03 | Mar | 3 | 7:00 | 30.92 | 80 | 1417.3229 | 85039.3728 | 0 | 0 | 0.041487 | 3.9547e-08 | 0.080891 | 0.013904 | 0.24 | 0.71612 | 0 | 0.71619 | 0.002037 | 0 | #DIV/0! | #DIV/0! | #DIV/0! | #DIV/0! | 0 | 0 | 0 | 0
1985-03-03 | Mar | 3 | 8:00 | 32 | 90 | 1515.7481 | 90944.8848 | 0 | 0 | 0.041512 | 3.9667e-08 | 0.080716 | 0.013932 | 0.24 | 0.71511 | 0 | 0.71919 | 0.0020325 | 0 | #DIV/0! | #DIV/0! | #DIV/0! | #DIV/0! | 0 | 0 | 0 | 0
1985-03-03 | Mar | 3 | 9:00 | 33.98 | 100 | 1614.1733 | 96850.3968 | 0 | 0 | 0.041558 | 3.9887e-08 | 0.080395 | 0.013983 | 0.24 | 0.71327 | 0 | 0.72473 | 0.0020244 | 0 | #DIV/0! | #DIV/0! | #DIV/0! | #DIV/0! | 0 | 0 | 0 | 0
1985-03-03 | Mar | 3 | 10:00 | 35.06 | 90 | 1929.1339 | 115748.0352 | 0 | 0 | 0.041583 | 4.0007e-08 | 0.08022 | 0.014012 | 0.24 | 0.71226 | 0 | 0.72776 | 0.00202 | 0 | #DIV/0! | #DIV/0! | #DIV/0! | #DIV/0! | 0 | 0 | 0 | 0
1985-03-03 | Mar | 3 | 11:00 | 35.06 | 90 | 1929.1339 | 115748.0352 | 0 | 0 | 0.041583 | 4.0007e-08 | 0.08022 | 0.014012 | 0.24 | 0.71226 | 0 | 0.72776 | 0.00202 | 0 | #DIV/0! | #DIV/0! | #DIV/0! | #DIV/0! | 0 | 0 | 0 | 0
1985-03-03 | Mar | 3 | 12:00 | 35.06 | 90 | 2027.5591 | 121653.5472 | 0 | 0 | 0.041583 | 4.0007e-08 | 0.08022 | 0.014012 | 0.24 | 0.71226 | 0 | 0.72776 | 0.00202 | 0 | #DIV/0! | #DIV/0! | #DIV/0! | #DIV/0! | 0 | 0 | 0 | 0
1985-03-03 | Mar | 3 | 13:00 | 33.98 | 100 | 2440.945 | 146456.6976 | 0 | 0 | 0.041558 | 3.9887e-08 | 0.080395 | 0.013983 | 0.24 | 0.71327 | 0 | 0.72473 | 0.0020244 | 0 | #DIV/0! | #DIV/0! | #DIV/0! | #DIV/0! | 0 | 0 | 0 | 0
1985-03-03 | Mar | 3 | 14:00 | 33.98 | 90 | 2440.945 | 146456.6976 | 0 | 0 | 0.041558 | 3.9887e-08 | 0.080395 | 0.013983 | 0.24 | 0.71327 | 0 | 0.72473 | 0.0020244 | 0 | #DIV/0! | #DIV/0! | #DIV/0! | #DIV/0! | 0 | 0 | 0 | 0
1985-03-03 | Mar | 3 | 15:00 | 33.08 | 90 | 2637.7954 | 158267.7216 | 0 | 0 | 0.041537 | 3.9787e-08 | 0.080541 | 0.01396 | 0.24 | 0.7141 | 0 | 0.7222 | 0.0020281 | 0 | #DIV/0! | #DIV/0! | #DIV/0! | #DIV/0! | 0 | 0 | 0 | 0
1985-03-03 | Mar | 3 | 16:00 | 33.08 | 110 | 2933.071 | 175984.2576 | 0 | 0 | 0.041537 | 3.9787e-08 | 0.080541 | 0.01396 | 0.24 | 0.7141 | 0 | 0.7222 | 0.0020281 | 0 | #DIV/0! | #DIV/0! | #DIV/0! | #DIV/0! | 0 | 0 | 0 | 0
1985-03-03 | Mar | 3 | 17:00 | 33.08 | 110 | 2539.3702 | 152362.2096 | 0 | 0 | 0.041537 | 3.9787e-08 | 0.080541 | 0.01396 | 0.24 | 0.7141 | 0 | 0.7222 | 0.0020281 | 0 | #DIV/0! | #DIV/0! | #DIV/0! | #DIV/0! | 0 | 0 | 0 | 0
1985-03-03 | Mar | 3 | 18:00 | 30.02 | 110 | 2027.5591 | 121653.5472 | 0 | 0 | 0.041466 | 3.9447e-08 | 0.081037 | 0.013881 | 0.24 | 0.71697 | 0 | 0.71369 | 0.0020407 | 0 | #DIV/0! | #DIV/0! | #DIV/0! | #DIV/0! | 0 | 0 | 0 | 0
1985-03-03 | Mar | 3 | 19:00 | 28.94 | 120 | 1732.2835 | 103937.0112 | 0 | 0 | 0.041368 | 3.9268e-08 | 0.081219 | 0.013852 | 0.24 | 0.71671 | 0 | 0.71065 | 0.0020452 | 0 | #DIV/0! | #DIV/0! | #DIV/0! | #DIV/0! | 0 | 0 | 0 | 0
1985-03-03 | Mar | 3 | 20:00 | 30.02 | 110 | 2440.945 | 146456.6976 | 0 | 0 | 0.041466 | 3.9447e-08 | 0.081037 | 0.013881 | 0.24 | 0.71697 | 0 | 0.71369 | 0.0020407 | 0 | #DIV/0! | #DIV/0! | #DIV/0! | #DIV/0! | 0 | 0 | 0 | 0
1985-03-03 | Mar | 3 | 21:00 | 30.02 | 110 | 2539.3702 | 152362.2096 | 0 | 0 | 0.041466 | 3.9447e-08 | 0.081037 | 0.013881 | 0.24 | 0.71697 | 0 | 0.71369 | 0.0020407 | 0 | #DIV/0! | #DIV/0! | #DIV/0! | #DIV/0! | 0 | 0 | 0 | 0
1985-03-03 | Mar | 3 | 22:00 | 30.02 | 110 | 1614.1733 | 96850.3968 | 0 | 0 | 0.041466 | 3.9447e-08 | 0.081037 | 0.013881 | 0.24 | 0.71697 | 0 | 0.71369 | 0.0020407 | 0 | #DIV/0! | #DIV/0! | #DIV/0! | #DIV/0! | 0 | 0 | 0 | 0
1985-03-03 | Mar | 3 | 23:00 | 30.92 | 100 | 1122.0473 | 67322.8368 | 0 | 0 | 0.041487 | 3.9547e-08 | 0.080891 | 0.013904 | 0.24 | 0.71612 | 0 | 0.71619 | 0.002037 | 0 | #DIV/0! | #DIV/0! | #DIV/0! | #DIV/0! | 0 | 0 | 0 | 0
1985-03-03 | Mar | 3 | 24:00 | 30.92 | 110 | 1318.8977 | 79133.8608 | 0 | 0 | 0.041487 | 3.9547e-08 | 0.080891 | 0.013904 | 0.24 | 0.71612 | 0 | 0.71619 | 0.002037 | 0 | #DIV/0! | #DIV/0! | #DIV/0! | #DIV/0! | 0 | 0 | 0 | 0
1985-03-04 | Mar | 4 | 1:00 | 32 | 100 | 1023.6221 | 61417.3248 | 0 | 0 | 0.041512 | 3.9667e-08 | 0.080716 | 0.013932 | 0.24 | 0.71511 | 0 | 0.71919 | 0.0020325 | 0 | #DIV/0! | #DIV/0! | #DIV/0! | #DIV/0! | 0 | 0 | 0 | 0
1985-03-04 | Mar | 4 | 2:00 | 33.08 | 110 | 807.0866 | 48425.1984 | 0 | 0 | 0.041537 | 3.9787e-08 | 0.080541 | 0.01396 | 0.24 | 0.7141 | 0 | 0.7222 | 0.0020281 | 0 | #DIV/0! | #DIV/0! | #DIV/0! | #DIV/0! | 0 | 0 | 0 | 0
1985-03-04 | Mar | 4 | 3:00 | 33.98 | 130 | 1732.2835 | 103937.0112 | 0 | 0 | 0.041558 | 3.9887e-08 | 0.080395 | 0.013983 | 0.24 | 0.71327 | 0 | 0.72473 | 0.0020244 | 0 | #DIV/0! | #DIV/0! | #DIV/0! | #DIV/0! | 0 | 0 | 0 | 0
1985-03-04 | Mar | 4 | 4:00 | 32 | 100 | 1318.8977 | 79133.8608 | 0 | 0 | 0.041512 | 3.9667e-08 | 0.080716 | 0.013932 | 0.24 | 0.71511 | 0 | 0.71919 | 0.0020325 | 0 | #DIV/0! | #DIV/0! | #DIV/0! | #DIV/0! | 0 | 0 | 0 | 0
1985-03-04 | Mar | 4 | 5:00 | 32 | 80 | 905.5118 | 54330.7104 | 0 | 0 | 0.041512 | 3.9667e-08 | 0.080716 | 0.013932 | 0.24 | 0.71511 | 0 | 0.71919 | 0.0020325 | 0 | #DIV/0! | #DIV/0! | #DIV/0! | #DIV/0! | 0 | 0 | 0 | 0
1985-03-04 | Mar | 4 | 6:00 | 33.08 | 90 | 905.5118 | 54330.7104 | 0 | 0 | 0.041537 | 3.9787e-08 | 0.080541 | 0.01396 | 0.24 | 0.7141 | 0 | 0.7222 | 0.0020281 | 0 | #DIV/0! | #DIV/0! | #DIV/0! | #DIV/0! | 0 | 0 | 0 | 0
1985-03-04 | Mar | 4 | 7:00 | 33.08 | 90 | 807.0866 | 48425.1984 | 0 | 0 | 0.041537 | 3.9787e-08 | 0.080541 | 0.01396 | 0.24 | 0.7141 | 0 | 0.7222 | 0.0020281 | 0 | #DIV/0! | #DIV/0! | #DIV/0! | #DIV/0! | 0 | 0 | 0 | 0
1985-03-04 | Mar | 4 | 8:00 | 33.98 | 90 | 511.811 | 30708.6624 | 0 | 0 | 0.041558 | 3.9887e-08 | 0.080395 | 0.013983 | 0.24 | 0.71327 | 0 | 0.72473 | 0.0020244 | 0 | #DIV/0! | #DIV/0! | #DIV/0! | #DIV/0! | 0 | 0 | 0 | 0
1985-03-04 | Mar | 4 | 9:00 | 33.98 | 0 | 0 | 0 | 0 | 0 | 0.041558 | 3.9887e-08 | 0.080395 | 0.013983 | 0.24 | 0.71327 | 0 | 0.72473 | 0.0020244 | 0 | #DIV/0! | #DIV/0! | #DIV/0! | #DIV/0! | 0 | 0 | 0 | 0
1985-03-04 | Mar | 4 | 10:00 | 39.02 | 180 | 1023.6221 | 61417.3248 | 0 | 0 | 0.041675 | 4.0447e-08 | 0.079579 | 0.014115 | 0.24 | 0.70863 | 0 | 0.73902 | 0.0020039 | 0 | #DIV/0! | #DIV/0! | #DIV/0! | #DIV/0! | 0 | 0 | 0 | 0
1985-03-04 | Mar | 4 | 11:00 | 50 | 230 | 1929.1339 | 115748.0352 | 0 | 0 | 0.042624 | 4.2222e-08 | 0.07786 | 0.0144 | 0.24 | 0.7104 | 0 | 0.77061 | 0.0019608 | 0 | #DIV/0! | #DIV/0! | #DIV/0! | #DIV/0! | 0 | 0 | 0 | 0
1985-03-04 | Mar | 4 | 12:00 | 48.02 | 240 | 1515.7481 | 90944.8848 | 0 | 0 | 0.042441 | 4.1892e-08 | 0.078169 | 0.014349 | 0.24 | 0.70988 | 0 | 0.76482 | 0.0019684 | 0 | #DIV/0! | #DIV/0! | #DIV/0! | #DIV/0! | 0 | 0 | 0 | 0
1985-03-04 | Mar | 4 | 13:00 | 46.04 | 260 | 1929.1339 | 115748.0352 | 0 | 0 | 0.042257 | 4.1562e-08 | 0.078478 | 0.014297 | 0.24 | 0.70936 | 0 | 0.75908 | 0.0019761 | 0 | #DIV/0! | #DIV/0! | #DIV/0! | #DIV/0! | 0 | 0 | 0 | 0
1985-03-04 | Mar | 4 | 14:00 | 46.94 | 260 | 2322.8347 | 139370.0832 | 0 | 0 | 0.042341 | 4.1712e-08 | 0.078337 | 0.01432 | 0.24 | 0.7096 | 0 | 0.76169 | 0.0019726 | 0 | #DIV/0! | #DIV/0! | #DIV/0! | #DIV/0! | 0 | 0 | 0 | 0
1985-03-04 | Mar | 4 | 15:00 | 42.98 | 250 | 1830.7087 | 109842.5232 | 0 | 0 | 0.041974 | 4.1052e-08 | 0.078955 | 0.014217 | 0.24 | 0.70854 | 0 | 0.75029 | 0.0019882 | 0 | #DIV/0! | #DIV/0! | #DIV/0! | #DIV/0! | 0 | 0 | 0 | 0
1985-03-04 | Mar | 4 | 16:00 | 39.02 | 260 | 2027.5591 | 121653.5472 | 0 | 0 | 0.041675 | 4.0447e-08 | 0.079579 | 0.014115 | 0.24 | 0.70863 | 0 | 0.73902 | 0.0020039 | 0 | #DIV/0! | #DIV/0! | #DIV/0! | #DIV/0! | 0 | 0 | 0 | 0
1985-03-04 | Mar | 4 | 17:00 | 33.98 | 270 | 2637.7954 | 158267.7216 | 0 | 0 | 0.041558 | 3.9887e-08 | 0.080395 | 0.013983 | 0.24 | 0.71327 | 0 | 0.72473 | 0.0020244 | 0 | #DIV/0! | #DIV/0! | #DIV/0! | #DIV/0! | 0 | 0 | 0 | 0
1985-03-04 | Mar | 4 | 18:00 | 33.08 | 270 | 2027.5591 | 121653.5472 | 0 | 0 | 0.041537 | 3.9787e-08 | 0.080541 | 0.01396 | 0.24 | 0.7141 | 0 | 0.7222 | 0.0020281 | 0 | #DIV/0! | #DIV/0! | #DIV/0! | #DIV/0! | 0 | 0 | 0 | 0
1985-03-04 | Mar | 4 | 19:00 | 30.92 | 260 | 2834.6458 | 170078.7456 | 0 | 0 | 0.041487 | 3.9547e-08 | 0.080891 | 0.013904 | 0.24 | 0.71612 | 0 | 0.71619 | 0.002037 | 0 | #DIV/0! | #DIV/0! | #DIV/0! | #DIV/0! | 0 | 0 | 0 | 0
1985-03-04 | Mar | 4 | 20:00 | 28.94 | 260 | 2834.6458 | 170078.7456 | 0 | 0 | 0.041368 | 3.9268e-08 | 0.081219 | 0.013852 | 0.24 | 0.71671 | 0 | 0.71065 | 0.0020452 | 0 | #DIV/0! | #DIV/0! | #DIV/0! | #DIV/0! | 0 | 0 | 0 | 0
1985-03-04 | Mar | 4 | 21:00 | 28.04 | 260 | 2027.5591 | 121653.5472 | 0 | 0 | 0.041284 | 3.9118e-08 | 0.081371 | 0.013829 | 0.24 | 0.71648 | 0 | 0.70812 | 0.002049 | 0 | #DIV/0! | #DIV/0! | #DIV/0! | #DIV/0! | 0 | 0 | 0 | 0
1985-03-04 | Mar | 4 | 22:00 | 26.96 | 260 | 2125.9843 | 127559.0592 | 0 | 0 | 0.041184 | 3.8938e-08 | 0.081554 | 0.013801 | 0.24 | 0.7162 | 0 | 0.70511 | 0.0020536 | 0 | #DIV/0! | #DIV/0! | #DIV/0! | #DIV/0! | 0 | 0 | 0 | 0
1985-03-04 | Mar | 4 | 23:00 | 26.96 | 260 | 3031.4962 | 181889.7696 | 0 | 0 | 0.041184 | 3.8938e-08 | 0.081554 | 0.013801 | 0.24 | 0.7162 | 0 | 0.70511 | 0.0020536 | 0 | #DIV/0! | #DIV/0! | #DIV/0! | #DIV/0! | 0 | 0 | 0 | 0
1985-03-04 | Mar | 4 | 24:00 | 26.06 | 260 | 2440.945 | 146456.6976 | 0 | 0 | 0.041101 | 3.8788e-08 | 0.081706 | 0.013778 | 0.24 | 0.71596 | 0 | 0.7026 | 0.0020574 | 0 | #DIV/0! | #DIV/0! | #DIV/0! | #DIV/0! | 0 | 0 | 0 | 0
1985-03-05 | Mar | 5 | 1:00 | 26.06 | 270 | 2736.2206 | 164173.2336 | 0 | 0 | 0.041101 | 3.8788e-08 | 0.081706 | 0.013778 | 0.24 | 0.71596 | 0 | 0.7026 | 0.0020574 | 0 | #DIV/0! | #DIV/0! | #DIV/0! | #DIV/0! | 0 | 0 | 0 | 0
1985-03-05 | Mar | 5 | 2:00 | 24.98 | 270 | 2125.9843 | 127559.0592 | 0 | 0 | 0.041001 | 3.8608e-08 | 0.081888 | 0.013749 | 0.24 | 0.71568 | 0 | 0.6996 | 0.0020619 | 0 | #DIV/0! | #DIV/0! | #DIV/0! | #DIV/0! | 0 | 0 | 0 | 0
1985-03-05 | Mar | 5 | 3:00 | 24.98 | 260 | 1830.7087 | 109842.5232 | 0 | 0 | 0.041001 | 3.8608e-08 | 0.081888 | 0.013749 | 0.24 | 0.71568 | 0 | 0.6996 | 0.0020619 | 0 | #DIV/0! | #DIV/0! | #DIV/0! | #DIV/0! | 0 | 0 | 0 | 0
1985-03-05 | Mar | 5 | 4:00 | 24.98 | 270 | 2125.9843 | 127559.0592 | 0 | 0 | 0.041001 | 3.8608e-08 | 0.081888 | 0.013749 | 0.24 | 0.71568 | 0 | 0.6996 | 0.0020619 | 0 | #DIV/0! | #DIV/0! | #DIV/0! | #DIV/0! | 0 | 0 | 0 | 0
1985-03-05 | Mar | 5 | 5:00 | 24.98 | 280 | 2539.3702 | 152362.2096 | 0 | 0 | 0.041001 | 3.8608e-08 | 0.081888 | 0.013749 | 0.24 | 0.71568 | 0 | 0.6996 | 0.0020619 | 0 | #DIV/0! | #DIV/0! | #DIV/0! | #DIV/0! | 0 | 0 | 0 | 0
1985-03-05 | Mar | 5 | 6:00 | 24.08 | 270 | 2125.9843 | 127559.0592 | 0 | 0 | 0.040917 | 3.8458e-08 | 0.08204 | 0.013726 | 0.24 | 0.71544 | 0 | 0.69712 | 0.0020658 | 0 | #DIV/0! | #DIV/0! | #DIV/0! | #DIV/0! | 0 | 0 | 0 | 0
1985-03-05 | Mar | 5 | 7:00 | 24.08 | 270 | 1318.8977 | 79133.8608 | 0 | 0 | 0.040917 | 3.8458e-08 | 0.08204 | 0.013726 | 0.24 | 0.71544 | 0 | 0.69712 | 0.0020658 | 0 | #DIV/0! | #DIV/0! | #DIV/0! | #DIV/0! | 0 | 0 | 0 | 0
1985-03-05 | Mar | 5 | 8:00 | 24.98 | 290 | 1614.1733 | 96850.3968 | 0 | 0 | 0.041001 | 3.8608e-08 | 0.081888 | 0.013749 | 0.24 | 0.71568 | 0 | 0.6996 | 0.0020619 | 0 | #DIV/0! | #DIV/0! | #DIV/0! | #DIV/0! | 0 | 0 | 0 | 0
1985-03-05 | Mar | 5 | 9:00 | 24.08 | 300 | 1515.7481 | 90944.8848 | 0 | 0 | 0.040917 | 3.8458e-08 | 0.08204 | 0.013726 | 0.24 | 0.71544 | 0 | 0.69712 | 0.0020658 | 0 | #DIV/0! | #DIV/0! | #DIV/0! | #DIV/0! | 0 | 0 | 0 | 0
1985-03-05 | Mar | 5 | 10:00 | 26.96 | 290 | 1614.1733 | 96850.3968 | 0 | 0 | 0.041184 | 3.8938e-08 | 0.081554 | 0.013801 | 0.24 | 0.7162 | 0 | 0.70511 | 0.0020536 | 0 | #DIV/0! | #DIV/0! | #DIV/0! | #DIV/0! | 0 | 0 | 0 | 0
1985-03-05 | Mar | 5 | 11:00 | 26.06 | 300 | 1614.1733 | 96850.3968 | 0 | 0 | 0.041101 | 3.8788e-08 | 0.081706 | 0.013778 | 0.24 | 0.71596 | 0 | 0.7026 | 0.0020574 | 0 | #DIV/0! | #DIV/0! | #DIV/0! | #DIV/0! | 0 | 0 | 0 | 0
1985-03-05 | Mar | 5 | 12:00 | 26.96 | 310 | 1614.1733 | 96850.3968 | 0 | 0 | 0.041184 | 3.8938e-08 | 0.081554 | 0.013801 | 0.24 | 0.7162 | 0 | 0.70511 | 0.0020536 | 0 | #DIV/0! | #DIV/0! | #DIV/0! | #DIV/0! | 0 | 0 | 0 | 0
1985-03-05 | Mar | 5 | 13:00 | 26.96 | 330 | 1318.8977 | 79133.8608 | 0 | 0 | 0.041184 | 3.8938e-08 | 0.081554 | 0.013801 | 0.24 | 0.7162 | 0 | 0.70511 | 0.0020536 | 0 | #DIV/0! | #DIV/0! | #DIV/0! | #DIV/0! | 0 | 0 | 0 | 0
1985-03-05 | Mar | 5 | 14:00 | 28.04 | 340 | 1614.1733 | 96850.3968 | 0 | 0 | 0.041284 | 3.9118e-08 | 0.081371 | 0.013829 | 0.24 | 0.71648 | 0 | 0.70812 | 0.002049 | 0 | #DIV/0! | #DIV/0! | #DIV/0! | #DIV/0! | 0 | 0 | 0 | 0
1985-03-05 | Mar | 5 | 15:00 | 28.04 | 340 | 1515.7481 | 90944.8848 | 0 | 0 | 0.041284 | 3.9118e-08 | 0.081371 | 0.013829 | 0.24 | 0.71648 | 0 | 0.70812 | 0.002049 | 0 | #DIV/0! | #DIV/0! | #DIV/0! | #DIV/0! | 0 | 0 | 0 | 0
1985-03-05 | Mar | 5 | 16:00 | 26.06 | 360 | 1614.1733 | 96850.3968 | 0 | 0 | 0.041101 | 3.8788e-08 | 0.081706 | 0.013778 | 0.24 | 0.71596 | 0 | 0.7026 | 0.0020574 | 0 | #DIV/0! | #DIV/0! | #DIV/0! | #DIV/0! | 0 | 0 | 0 | 0
1985-03-05 | Mar | 5 | 17:00 | 24.08 | 350 | 1614.1733 | 96850.3968 | 0 | 0 | 0.040917 | 3.8458e-08 | 0.08204 | 0.013726 | 0.24 | 0.71544 | 0 | 0.69712 | 0.0020658 | 0 | #DIV/0! | #DIV/0! | #DIV/0! | #DIV/0! | 0 | 0 | 0 | 0
1985-03-05 | Mar | 5 | 18:00 | 23 | 350 | 1318.8977 | 79133.8608 | 0 | 0 | 0.040817 | 3.8278e-08 | 0.082223 | 0.013698 | 0.24 | 0.71515 | 0 | 0.69415 | 0.0020704 | 0 | #DIV/0! | #DIV/0! | #DIV/0! | #DIV/0! | 0 | 0 | 0 | 0
1985-03-05 | Mar | 5 | 19:00 | 21.92 | 320 | 1023.6221 | 61417.3248 | 0 | 0 | 0.040717 | 3.8098e-08 | 0.082406 | 0.01367 | 0.24 | 0.71486 | 0 | 0.69119 | 0.002075 | 0 | #DIV/0! | #DIV/0! | #DIV/0! | #DIV/0! | 0 | 0 | 0 | 0
1985-03-05 | Mar | 5 | 20:00 | 21.02 | 350 | 807.0866 | 48425.1984 | 0 | 0 | 0.040634 | 3.7948e-08 | 0.082558 | 0.013647 | 0.24 | 0.71462 | 0 | 0.68874 | 0.0020789 | 0 | #DIV/0! | #DIV/0! | #DIV/0! | #DIV/0! | 0 | 0 | 0 | 0
1985-03-05 | Mar | 5 | 21:00 | 19.04 | 330 | 708.6614 | 42519.6864 | 0 | 0 | 0.040473 | 3.7644e-08 | 0.082899 | 0.013595 | 0.24 | 0.71448 | 0 | 0.68331 | 0.0020875 | 0 | #DIV/0! | #DIV/0! | #DIV/0! | #DIV/0! | 0 | 0 | 0 | 0
1985-03-05 | Mar | 5 | 22:00 | 19.04 | 320 | 610.2362 | 36614.1744 | 0 | 0 | 0.040473 | 3.7644e-08 | 0.082899 | 0.013595 | 0.24 | 0.71448 | 0 | 0.68331 | 0.0020875 | 0 | #DIV/0! | #DIV/0! | #DIV/0! | #DIV/0! | 0 | 0 | 0 | 0
1985-03-05 | Mar | 5 | 23:00 | 21.02 | 310 | 610.2362 | 36614.1744 | 0 | 0 | 0.040634 | 3.7948e-08 | 0.082558 | 0.013647 | 0.24 | 0.71462 | 0 | 0.68874 | 0.0020789 | 0 | #DIV/0! | #DIV/0! | #DIV/0! | #DIV/0! | 0 | 0 | 0 | 0
1985-03-05 | Mar | 5 | 24:00 | 23 | 320 | 511.811 | 30708.6624 | 0 | 0 | 0.040817 | 3.8278e-08 | 0.082223 | 0.013698 | 0.24 | 0.71515 | 0 | 0.69415 | 0.0020704 | 0 | #DIV/0! | #DIV/0! | #DIV/0! | #DIV/0! | 0 | 0 | 0 | 0
1985-03-06 | Mar | 6 | 1:00 | 24.08 | 360 | 511.811 | 30708.6624 | 0 | 0 | 0.040917 | 3.8458e-08 | 0.08204 | 0.013726 | 0.24 | 0.71544 | 0 | 0.69712 | 0.0020658 | 0 | #DIV/0! | #DIV/0! | #DIV/0! | #DIV/0! | 0 | 0 | 0 | 0
1985-03-06 | Mar | 6 | 2:00 | 24.08 | 320 | 413.3858 | 24803.1504 | 0 | 0 | 0.040917 | 3.8458e-08 | 0.08204 | 0.013726 | 0.24 | 0.71544 | 0 | 0.69712 | 0.0020658 | 0 | #DIV/0! | #DIV/0! | #DIV/0! | #DIV/0! | 0 | 0 | 0 | 0
1985-03-06 | Mar | 6 | 3:00 | 24.08 | 360 | 610.2362 | 36614.1744 | 0 | 0 | 0.040917 | 3.8458e-08 | 0.08204 | 0.013726 | 0.24 | 0.71544 | 0 | 0.69712 | 0.0020658 | 0 | #DIV/0! | #DIV/0! | #DIV/0! | #DIV/0! | 0 | 0 | 0 | 0
1985-03-06 | Mar | 6 | 4:00 | 24.08 | 0 | 0 | 0 | 0 | 0 | 0.040917 | 3.8458e-08 | 0.08204 | 0.013726 | 0.24 | 0.71544 | 0 | 0.69712 | 0.0020658 | 0 | #DIV/0! | #DIV/0! | #DIV/0! | #DIV/0! | 0 | 0 | 0 | 0
1985-03-06 | Mar | 6 | 5:00 | 24.98 | 0 | 0 | 0 | 0 | 0 | 0.041001 | 3.8608e-08 | 0.081888 | 0.013749 | 0.24 | 0.71568 | 0 | 0.6996 | 0.0020619 | 0 | #DIV/0! | #DIV/0! | #DIV/0! | #DIV/0! | 0 | 0 | 0 | 0
1985-03-06 | Mar | 6 | 6:00 | 24.08 | 30 | 295.2756 | 17716.536 | 0 | 0 | 0.040917 | 3.8458e-08 | 0.08204 | 0.013726 | 0.24 | 0.71544 | 0 | 0.69712 | 0.0020658 | 0 | #DIV/0! | #DIV/0! | #DIV/0! | #DIV/0! | 0 | 0 | 0 | 0
1985-03-06 | Mar | 6 | 7:00 | 26.06 | 110 | 708.6614 | 42519.6864 | 0 | 0 | 0.041101 | 3.8788e-08 | 0.081706 | 0.013778 | 0.24 | 0.71596 | 0 | 0.7026 | 0.0020574 | 0 | #DIV/0! | #DIV/0! | #DIV/0! | #DIV/0! | 0 | 0 | 0 | 0
1985-03-06 | Mar | 6 | 8:00 | 26.96 | 120 | 905.5118 | 54330.7104 | 0 | 0 | 0.041184 | 3.8938e-08 | 0.081554 | 0.013801 | 0.24 | 0.7162 | 0 | 0.70511 | 0.0020536 | 0 | #DIV/0! | #DIV/0! | #DIV/0! | #DIV/0! | 0 | 0 | 0 | 0
1985-03-06 | Mar | 6 | 9:00 | 28.04 | 120 | 708.6614 | 42519.6864 | 0 | 0 | 0.041284 | 3.9118e-08 | 0.081371 | 0.013829 | 0.24 | 0.71648 | 0 | 0.70812 | 0.002049 | 0 | #DIV/0! | #DIV/0! | #DIV/0! | #DIV/0! | 0 | 0 | 0 | 0
1985-03-06 | Mar | 6 | 10:00 | 30.02 | 100 | 708.6614 | 42519.6864 | 0 | 0 | 0.041466 | 3.9447e-08 | 0.081037 | 0.013881 | 0.24 | 0.71697 | 0 | 0.71369 | 0.0020407 | 0 | #DIV/0! | #DIV/0! | #DIV/0! | #DIV/0! | 0 | 0 | 0 | 0
1985-03-06 | Mar | 6 | 11:00 | 32 | 120 | 610.2362 | 36614.1744 | 0 | 0 | 0.041512 | 3.9667e-08 | 0.080716 | 0.013932 | 0.24 | 0.71511 | 0 | 0.71919 | 0.0020325 | 0 | #DIV/0! | #DIV/0! | #DIV/0! | #DIV/0! | 0 | 0 | 0 | 0
1985-03-06 | Mar | 6 | 12:00 | 33.08 | 110 | 511.811 | 30708.6624 | 0 | 0 | 0.041537 | 3.9787e-08 | 0.080541 | 0.01396 | 0.24 | 0.7141 | 0 | 0.7222 | 0.0020281 | 0 | #DIV/0! | #DIV/0! | #DIV/0! | #DIV/0! | 0 | 0 | 0 | 0
1985-03-06 | Mar | 6 | 13:00 | 33.98 | 110 | 905.5118 | 54330.7104 | 0 | 0 | 0.041558 | 3.9887e-08 | 0.080395 | 0.013983 | 0.24 | 0.71327 | 0 | 0.72473 | 0.0020244 | 0 | #DIV/0! | #DIV/0! | #DIV/0! | #DIV/0! | 0 | 0 | 0 | 0
1985-03-06 | Mar | 6 | 14:00 | 33.98 | 130 | 1023.6221 | 61417.3248 | 0 | 0 | 0.041558 | 3.9887e-08 | 0.080395 | 0.013983 | 0.24 | 0.71327 | 0 | 0.72473 | 0.0020244 | 0 | #DIV/0! | #DIV/0! | #DIV/0! | #DIV/0! | 0 | 0 | 0 | 0
1985-03-06 | Mar | 6 | 15:00 | 35.06 | 130 | 807.0866 | 48425.1984 | 0 | 0 | 0.041583 | 4.0007e-08 | 0.08022 | 0.014012 | 0.24 | 0.71226 | 0 | 0.72776 | 0.00202 | 0 | #DIV/0! | #DIV/0! | #DIV/0! | #DIV/0! | 0 | 0 | 0 | 0
1985-03-06 | Mar | 6 | 16:00 | 35.06 | 120 | 1220.4725 | 73228.3488 | 0 | 0 | 0.041583 | 4.0007e-08 | 0.08022 | 0.014012 | 0.24 | 0.71226 | 0 | 0.72776 | 0.00202 | 0 | #DIV/0! | #DIV/0! | #DIV/0! | #DIV/0! | 0 | 0 | 0 | 0
1985-03-06 | Mar | 6 | 17:00 | 32 | 130 | 807.0866 | 48425.1984 | 0 | 0 | 0.041512 | 3.9667e-08 | 0.080716 | 0.013932 | 0.24 | 0.71511 | 0 | 0.71919 | 0.0020325 | 0 | #DIV/0! | #DIV/0! | #DIV/0! | #DIV/0! | 0 | 0 | 0 | 0
1985-03-06 | Mar | 6 | 18:00 | 32 | 180 | 1023.6221 | 61417.3248 | 0 | 0 | 0.041512 | 3.9667e-08 | 0.080716 | 0.013932 | 0.24 | 0.71511 | 0 | 0.71919 | 0.0020325 | 0 | #DIV/0! | #DIV/0! | #DIV/0! | #DIV/0! | 0 | 0 | 0 | 0
1985-03-06 | Mar | 6 | 19:00 | 32 | 160 | 1023.6221 | 61417.3248 | 0 | 0 | 0.041512 | 3.9667e-08 | 0.080716 | 0.013932 | 0.24 | 0.71511 | 0 | 0.71919 | 0.0020325 | 0 | #DIV/0! | #DIV/0! | #DIV/0! | #DIV/0! | 0 | 0 | 0 | 0
1985-03-06 | Mar | 6 | 20:00 | 30.92 | 170 | 708.6614 | 42519.6864 | 0 | 0 | 0.041487 | 3.9547e-08 | 0.080891 | 0.013904 | 0.24 | 0.71612 | 0 | 0.71619 | 0.002037 | 0 | #DIV/0! | #DIV/0! | #DIV/0! | #DIV/0! | 0 | 0 | 0 | 0
1985-03-06 | Mar | 6 | 21:00 | 30.92 | 170 | 1220.4725 | 73228.3488 | 0 | 0 | 0.041487 | 3.9547e-08 | 0.080891 | 0.013904 | 0.24 | 0.71612 | 0 | 0.71619 | 0.002037 | 0 | #DIV/0! | #DIV/0! | #DIV/0! | #DIV/0! | 0 | 0 | 0 | 0
1985-03-06 | Mar | 6 | 22:00 | 30.92 | 160 | 1220.4725 | 73228.3488 | 0 | 0 | 0.041487 | 3.9547e-08 | 0.080891 | 0.013904 | 0.24 | 0.71612 | 0 | 0.71619 | 0.002037 | 0 | #DIV/0! | #DIV/0! | #DIV/0! | #DIV/0! | 0 | 0 | 0 | 0
1985-03-06 | Mar | 6 | 23:00 | 30.92 | 160 | 1220.4725 | 73228.3488 | 0 | 0 | 0.041487 | 3.9547e-08 | 0.080891 | 0.013904 | 0.24 | 0.71612 | 0 | 0.71619 | 0.002037 | 0 | #DIV/0! | #DIV/0! | #DIV/0! | #DIV/0! | 0 | 0 | 0 | 0
1985-03-06 | Mar | 6 | 24:00 | 30.92 | 180 | 1023.6221 | 61417.3248 | 0 | 0 | 0.041487 | 3.9547e-08 | 0.080891 | 0.013904 | 0.24 | 0.71612 | 0 | 0.71619 | 0.002037 | 0 | #DIV/0! | #DIV/0! | #DIV/0! | #DIV/0! | 0 | 0 | 0 | 0
1985-03-07 | Mar | 7 | 1:00 | 32 | 170 | 1220.4725 | 73228.3488 | 0 | 0 | 0.041512 | 3.9667e-08 | 0.080716 | 0.013932 | 0.24 | 0.71511 | 0 | 0.71919 | 0.0020325 | 0 | #DIV/0! | #DIV/0! | #DIV/0! | #DIV/0! | 0 | 0 | 0 | 0
1985-03-07 | Mar | 7 | 2:00 | 33.08 | 180 | 1023.6221 | 61417.3248 | 0 | 0 | 0.041537 | 3.9787e-08 | 0.080541 | 0.01396 | 0.24 | 0.7141 | 0 | 0.7222 | 0.0020281 | 0 | #DIV/0! | #DIV/0! | #DIV/0! | #DIV/0! | 0 | 0 | 0 | 0
1985-03-07 | Mar | 7 | 3:00 | 33.08 | 180 | 1023.6221 | 61417.3248 | 0 | 0 | 0.041537 | 3.9787e-08 | 0.080541 | 0.01396 | 0.24 | 0.7141 | 0 | 0.7222 | 0.0020281 | 0 | #DIV/0! | #DIV/0! | #DIV/0! | #DIV/0! | 0 | 0 | 0 | 0
1985-03-07 | Mar | 7 | 4:00 | 33.08 | 200 | 413.3858 | 24803.1504 | 0 | 0 | 0.041537 | 3.9787e-08 | 0.080541 | 0.01396 | 0.24 | 0.7141 | 0 | 0.7222 | 0.0020281 | 0 | #DIV/0! | #DIV/0! | #DIV/0! | #DIV/0! | 0 | 0 | 0 | 0
1985-03-07 | Mar | 7 | 5:00 | 33.08 | 160 | 511.811 | 30708.6624 | 0 | 0 | 0.041537 | 3.9787e-08 | 0.080541 | 0.01396 | 0.24 | 0.7141 | 0 | 0.7222 | 0.0020281 | 0 | #DIV/0! | #DIV/0! | #DIV/0! | #DIV/0! | 0 | 0 | 0 | 0
1985-03-07 | Mar | 7 | 6:00 | 33.08 | 150 | 807.0866 | 48425.1984 | 0 | 0 | 0.041537 | 3.9787e-08 | 0.080541 | 0.01396 | 0.24 | 0.7141 | 0 | 0.7222 | 0.0020281 | 0 | #DIV/0! | #DIV/0! | #DIV/0! | #DIV/0! | 0 | 0 | 0 | 0
1985-03-07 | Mar | 7 | 7:00 | 33.08 | 180 | 511.811 | 30708.6624 | 0 | 0 | 0.041537 | 3.9787e-08 | 0.080541 | 0.01396 | 0.24 | 0.7141 | 0 | 0.7222 | 0.0020281 | 0 | #DIV/0! | #DIV/0! | #DIV/0! | #DIV/0! | 0 | 0 | 0 | 0
1985-03-07 | Mar | 7 | 8:00 | 33.98 | 180 | 905.5118 | 54330.7104 | 0 | 0 | 0.041558 | 3.9887e-08 | 0.080395 | 0.013983 | 0.24 | 0.71327 | 0 | 0.72473 | 0.0020244 | 0 | #DIV/0! | #DIV/0! | #DIV/0! | #DIV/0! | 0 | 0 | 0 | 0
1985-03-07 | Mar | 7 | 9:00 | 33.98 | 180 | 1122.0473 | 67322.8368 | 0 | 0 | 0.041558 | 3.9887e-08 | 0.080395 | 0.013983 | 0.24 | 0.71327 | 0 | 0.72473 | 0.0020244 | 0 | #DIV/0! | #DIV/0! | #DIV/0! | #DIV/0! | 0 | 0 | 0 | 0
1985-03-07 | Mar | 7 | 10:00 | 33.98 | 190 | 905.5118 | 54330.7104 | 0 | 0 | 0.041558 | 3.9887e-08 | 0.080395 | 0.013983 | 0.24 | 0.71327 | 0 | 0.72473 | 0.0020244 | 0 | #DIV/0! | #DIV/0! | #DIV/0! | #DIV/0! | 0 | 0 | 0 | 0
1985-03-07 | Mar | 7 | 11:00 | 37.94 | 190 | 1614.1733 | 96850.3968 | 0 | 0 | 0.04165 | 4.0327e-08 | 0.079754 | 0.014086 | 0.24 | 0.70961 | 0 | 0.73593 | 0.0020083 | 0 | #DIV/0! | #DIV/0! | #DIV/0! | #DIV/0! | 0 | 0 | 0 | 0
1985-03-07 | Mar | 7 | 12:00 | 41 | 190 | 1515.7481 | 90944.8848 | 0 | 0 | 0.04179 | 4.0722e-08 | 0.079264 | 0.014166 | 0.24 | 0.70801 | 0 | 0.74466 | 0.001996 | 0 | #DIV/0! | #DIV/0! | #DIV/0! | #DIV/0! | 0 | 0 | 0 | 0
1985-03-07 | Mar | 7 | 13:00 | 41 | 190 | 1122.0473 | 67322.8368 | 0 | 0 | 0.04179 | 4.0722e-08 | 0.079264 | 0.014166 | 0.24 | 0.70801 | 0 | 0.74466 | 0.001996 | 0 | #DIV/0! | #DIV/0! | #DIV/0! | #DIV/0! | 0 | 0 | 0 | 0
1985-03-07 | Mar | 7 | 14:00 | 41 | 200 | 905.5118 | 54330.7104 | 0 | 0 | 0.04179 | 4.0722e-08 | 0.079264 | 0.014166 | 0.24 | 0.70801 | 0 | 0.74466 | 0.001996 | 0 | #DIV/0! | #DIV/0! | #DIV/0! | #DIV/0! | 0 | 0 | 0 | 0
1985-03-07 | Mar | 7 | 15:00 | 42.08 | 200 | 1318.8977 | 79133.8608 | 0 | 0 | 0.04189 | 4.0902e-08 | 0.079096 | 0.014194 | 0.24 | 0.7083 | 0 | 0.74773 | 0.0019917 | 0 | #DIV/0! | #DIV/0! | #DIV/0! | #DIV/0! | 0 | 0 | 0 | 0
1985-03-07 | Mar | 7 | 16:00 | 42.08 | 190 | 905.5118 | 54330.7104 | 0 | 0 | 0.04189 | 4.0902e-08 | 0.079096 | 0.014194 | 0.24 | 0.7083 | 0 | 0.74773 | 0.0019917 | 0 | #DIV/0! | #DIV/0! | #DIV/0! | #DIV/0! | 0 | 0 | 0 | 0
1985-03-07 | Mar | 7 | 17:00 | 42.08 | 210 | 1515.7481 | 90944.8848 | 0 | 0 | 0.04189 | 4.0902e-08 | 0.079096 | 0.014194 | 0.24 | 0.7083 | 0 | 0.74773 | 0.0019917 | 0 | #DIV/0! | #DIV/0! | #DIV/0! | #DIV/0! | 0 | 0 | 0 | 0
1985-03-07 | Mar | 7 | 18:00 | 42.08 | 220 | 1122.0473 | 67322.8368 | 0 | 0 | 0.04189 | 4.0902e-08 | 0.079096 | 0.014194 | 0.24 | 0.7083 | 0 | 0.74773 | 0.0019917 | 0 | #DIV/0! | #DIV/0! | #DIV/0! | #DIV/0! | 0 | 0 | 0 | 0
1985-03-07 | Mar | 7 | 19:00 | 42.08 | 210 | 807.0866 | 48425.1984 | 0 | 0 | 0.04189 | 4.0902e-08 | 0.079096 | 0.014194 | 0.24 | 0.7083 | 0 | 0.74773 | 0.0019917 | 0 | #DIV/0! | #DIV/0! | #DIV/0! | #DIV/0! | 0 | 0 | 0 | 0
1985-03-07 | Mar | 7 | 20:00 | 42.08 | 220 | 905.5118 | 54330.7104 | 0 | 0 | 0.04189 | 4.0902e-08 | 0.079096 | 0.014194 | 0.24 | 0.7083 | 0 | 0.74773 | 0.0019917 | 0 | #DIV/0! | #DIV/0! | #DIV/0! | #DIV/0! | 0 | 0 | 0 | 0
1985-03-07 | Mar | 7 | 21:00 | 44.06 | 240 | 905.5118 | 54330.7104 | 0 | 0 | 0.042074 | 4.1232e-08 | 0.078787 | 0.014246 | 0.24 | 0.70883 | 0 | 0.75338 | 0.0019839 | 0 | #DIV/0! | #DIV/0! | #DIV/0! | #DIV/0! | 0 | 0 | 0 | 0
1985-03-07 | Mar | 7 | 22:00 | 44.06 | 220 | 1023.6221 | 61417.3248 | 0 | 0 | 0.042074 | 4.1232e-08 | 0.078787 | 0.014246 | 0.24 | 0.70883 | 0 | 0.75338 | 0.0019839 | 0 | #DIV/0! | #DIV/0! | #DIV/0! | #DIV/0! | 0 | 0 | 0 | 0
1985-03-07 | Mar | 7 | 23:00 | 44.06 | 240 | 1220.4725 | 73228.3488 | 0 | 0 | 0.042074 | 4.1232e-08 | 0.078787 | 0.014246 | 0.24 | 0.70883 | 0 | 0.75338 | 0.0019839 | 0 | #DIV/0! | #DIV/0! | #DIV/0! | #DIV/0! | 0 | 0 | 0 | 0
1985-03-07 | Mar | 7 | 24:00 | 42.98 | 260 | 905.5118 | 54330.7104 | 0 | 0 | 0.041974 | 4.1052e-08 | 0.078955 | 0.014217 | 0.24 | 0.70854 | 0 | 0.75029 | 0.0019882 | 0 | #DIV/0! | #DIV/0! | #DIV/0! | #DIV/0! | 0 | 0 | 0 | 0
1985-03-08 | Mar | 8 | 1:00 | 42.98 | 260 | 807.0866 | 48425.1984 | 0 | 0 | 0.041974 | 4.1052e-08 | 0.078955 | 0.014217 | 0.24 | 0.70854 | 0 | 0.75029 | 0.0019882 | 0 | #DIV/0! | #DIV/0! | #DIV/0! | #DIV/0! | 0 | 0 | 0 | 0
1985-03-08 | Mar | 8 | 2:00 | 41 | 270 | 1023.6221 | 61417.3248 | 0 | 0 | 0.04179 | 4.0722e-08 | 0.079264 | 0.014166 | 0.24 | 0.70801 | 0 | 0.74466 | 0.001996 | 0 | #DIV/0! | #DIV/0! | #DIV/0! | #DIV/0! | 0 | 0 | 0 | 0
1985-03-08 | Mar | 8 | 3:00 | 39.02 | 270 | 610.2362 | 36614.1744 | 0 | 0 | 0.041675 | 4.0447e-08 | 0.079579 | 0.014115 | 0.24 | 0.70863 | 0 | 0.73902 | 0.0020039 | 0 | #DIV/0! | #DIV/0! | #DIV/0! | #DIV/0! | 0 | 0 | 0 | 0
1985-03-08 | Mar | 8 | 4:00 | 37.04 | 270 | 708.6614 | 42519.6864 | 0 | 0 | 0.041629 | 4.0227e-08 | 0.0799 | 0.014063 | 0.24 | 0.71044 | 0 | 0.73337 | 0.0020119 | 0 | #DIV/0! | #DIV/0! | #DIV/0! | #DIV/0! | 0 | 0 | 0 | 0
1985-03-08 | Mar | 8 | 5:00 | 35.96 | 300 | 905.5118 | 54330.7104 | 0 | 0 | 0.041604 | 4.0107e-08 | 0.080074 | 0.014035 | 0.24 | 0.71143 | 0 | 0.73031 | 0.0020163 | 0 | #DIV/0! | #DIV/0! | #DIV/0! | #DIV/0! | 0 | 0 | 0 | 0
1985-03-08 | Mar | 8 | 6:00 | 33.98 | 300 | 807.0866 | 48425.1984 | 0 | 0 | 0.041558 | 3.9887e-08 | 0.080395 | 0.013983 | 0.24 | 0.71327 | 0 | 0.72473 | 0.0020244 | 0 | #DIV/0! | #DIV/0! | #DIV/0! | #DIV/0! | 0 | 0 | 0 | 0
1985-03-08 | Mar | 8 | 7:00 | 33.98 | 300 | 807.0866 | 48425.1984 | 0 | 0 | 0.041558 | 3.9887e-08 | 0.080395 | 0.013983 | 0.24 | 0.71327 | 0 | 0.72473 | 0.0020244 | 0 | #DIV/0! | #DIV/0! | #DIV/0! | #DIV/0! | 0 | 0 | 0 | 0
1985-03-08 | Mar | 8 | 8:00 | 35.06 | 290 | 610.2362 | 36614.1744 | 0 | 0 | 0.041583 | 4.0007e-08 | 0.08022 | 0.014012 | 0.24 | 0.71226 | 0 | 0.72776 | 0.00202 | 0 | #DIV/0! | #DIV/0! | #DIV/0! | #DIV/0! | 0 | 0 | 0 | 0
1985-03-08 | Mar | 8 | 9:00 | 37.94 | 280 | 708.6614 | 42519.6864 | 0 | 0 | 0.04165 | 4.0327e-08 | 0.079754 | 0.014086 | 0.24 | 0.70961 | 0 | 0.73593 | 0.0020083 | 0 | #DIV/0! | #DIV/0! | #DIV/0! | #DIV/0! | 0 | 0 | 0 | 0
1985-03-08 | Mar | 8 | 10:00 | 39.92 | 290 | 511.811 | 30708.6624 | 0 | 0 | 0.041696 | 4.0547e-08 | 0.079433 | 0.014138 | 0.24 | 0.70781 | 0 | 0.74161 | 0.0020003 | 0 | #DIV/0! | #DIV/0! | #DIV/0! | #DIV/0! | 0 | 0 | 0 | 0
1985-03-08 | Mar | 8 | 11:00 | 42.98 | 270 | 807.0866 | 48425.1984 | 0 | 0 | 0.041974 | 4.1052e-08 | 0.078955 | 0.014217 | 0.24 | 0.70854 | 0 | 0.75029 | 0.0019882 | 0 | #DIV/0! | #DIV/0! | #DIV/0! | #DIV/0! | 0 | 0 | 0 | 0
1985-03-08 | Mar | 8 | 12:00 | 48.02 | 270 | 610.2362 | 36614.1744 | 0 | 0 | 0.042441 | 4.1892e-08 | 0.078169 | 0.014349 | 0.24 | 0.70988 | 0 | 0.76482 | 0.0019684 | 0 | #DIV/0! | #DIV/0! | #DIV/0! | #DIV/0! | 0 | 0 | 0 | 0
1985-03-08 | Mar | 8 | 13:00 | 50 | 300 | 1023.6221 | 61417.3248 | 0 | 0 | 0.042624 | 4.2222e-08 | 0.07786 | 0.0144 | 0.24 | 0.7104 | 0 | 0.77061 | 0.0019608 | 0 | #DIV/0! | #DIV/0! | #DIV/0! | #DIV/0! | 0 | 0 | 0 | 0
1985-03-08 | Mar | 8 | 14:00 | 51.08 | 270 | 1023.6221 | 61417.3248 | 0 | 0 | 0.042712 | 4.2402e-08 | 0.077698 | 0.014428 | 0.24 | 0.71048 | 0 | 0.77373 | 0.0019566 | 0 | #DIV/0! | #DIV/0! | #DIV/0! | #DIV/0! | 0 | 0 | 0 | 0
1985-03-08 | Mar | 8 | 15:00 | 51.98 | 260 | 1515.7481 | 90944.8848 | 0 | 0 | 0.042785 | 4.2552e-08 | 0.077563 | 0.014451 | 0.24 | 0.71054 | 0 | 0.77633 | 0.0019532 | 0 | #DIV/0! | #DIV/0! | #DIV/0! | #DIV/0! | 0 | 0 | 0 | 0
1985-03-08 | Mar | 8 | 16:00 | 51.08 | 270 | 1023.6221 | 61417.3248 | 0 | 0 | 0.042712 | 4.2402e-08 | 0.077698 | 0.014428 | 0.24 | 0.71048 | 0 | 0.77373 | 0.0019566 | 0 | #DIV/0! | #DIV/0! | #DIV/0! | #DIV/0! | 0 | 0 | 0 | 0
1985-03-08 | Mar | 8 | 17:00 | 50 | 280 | 1023.6221 | 61417.3248 | 0 | 0 | 0.042624 | 4.2222e-08 | 0.07786 | 0.0144 | 0.24 | 0.7104 | 0 | 0.77061 | 0.0019608 | 0 | #DIV/0! | #DIV/0! | #DIV/0! | #DIV/0! | 0 | 0 | 0 | 0
1985-03-08 | Mar | 8 | 18:00 | 46.04 | 280 | 905.5118 | 54330.7104 | 0 | 0 | 0.042257 | 4.1562e-08 | 0.078478 | 0.014297 | 0.24 | 0.70936 | 0 | 0.75908 | 0.0019761 | 0 | #DIV/0! | #DIV/0! | #DIV/0! | #DIV/0! | 0 | 0 | 0 | 0
1985-03-08 | Mar | 8 | 19:00 | 42.08 | 280 | 708.6614 | 42519.6864 | 0 | 0 | 0.04189 | 4.0902e-08 | 0.079096 | 0.014194 | 0.24 | 0.7083 | 0 | 0.74773 | 0.0019917 | 0 | #DIV/0! | #DIV/0! | #DIV/0! | #DIV/0! | 0 | 0 | 0 | 0
1985-03-08 | Mar | 8 | 20:00 | 41 | 270 | 708.6614 | 42519.6864 | 0 | 0 | 0.04179 | 4.0722e-08 | 0.079264 | 0.014166 | 0.24 | 0.70801 | 0 | 0.74466 | 0.001996 | 0 | #DIV/0! | #DIV/0! | #DIV/0! | #DIV/0! | 0 | 0 | 0 | 0
1985-03-08 | Mar | 8 | 21:00 | 39.02 | 260 | 511.811 | 30708.6624 | 0 | 0 | 0.041675 | 4.0447e-08 | 0.079579 | 0.014115 | 0.24 | 0.70863 | 0 | 0.73902 | 0.0020039 | 0 | #DIV/0! | #DIV/0! | #DIV/0! | #DIV/0! | 0 | 0 | 0 | 0
1985-03-08 | Mar | 8 | 22:00 | 37.04 | 260 | 610.2362 | 36614.1744 | 0 | 0 | 0.041629 | 4.0227e-08 | 0.0799 | 0.014063 | 0.24 | 0.71044 | 0 | 0.73337 | 0.0020119 | 0 | #DIV/0! | #DIV/0! | #DIV/0! | #DIV/0! | 0 | 0 | 0 | 0
1985-03-08 | Mar | 8 | 23:00 | 37.04 | 260 | 610.2362 | 36614.1744 | 0 | 0 | 0.041629 | 4.0227e-08 | 0.0799 | 0.014063 | 0.24 | 0.71044 | 0 | 0.73337 | 0.0020119 | 0 | #DIV/0! | #DIV/0! | #DIV/0! | #DIV/0! | 0 | 0 | 0 | 0
1985-03-08 | Mar | 8 | 24:00 | 35.96 | 270 | 610.2362 | 36614.1744 | 0 | 0 | 0.041604 | 4.0107e-08 | 0.080074 | 0.014035 | 0.24 | 0.71143 | 0 | 0.73031 | 0.0020163 | 0 | #DIV/0! | #DIV/0! | #DIV/0! | #DIV/0! | 0 | 0 | 0 | 0
1985-03-09 | Mar | 9 | 1:00 | 33.98 | 260 | 511.811 | 30708.6624 | 0 | 0 | 0.041558 | 3.9887e-08 | 0.080395 | 0.013983 | 0.24 | 0.71327 | 0 | 0.72473 | 0.0020244 | 0 | #DIV/0! | #DIV/0! | #DIV/0! | #DIV/0! | 0 | 0 | 0 | 0
1985-03-09 | Mar | 9 | 2:00 | 33.98 | 270 | 610.2362 | 36614.1744 | 0 | 0 | 0.041558 | 3.9887e-08 | 0.080395 | 0.013983 | 0.24 | 0.71327 | 0 | 0.72473 | 0.0020244 | 0 | #DIV/0! | #DIV/0! | #DIV/0! | #DIV/0! | 0 | 0 | 0 | 0
1985-03-09 | Mar | 9 | 3:00 | 33.08 | 270 | 413.3858 | 24803.1504 | 0 | 0 | 0.041537 | 3.9787e-08 | 0.080541 | 0.01396 | 0.24 | 0.7141 | 0 | 0.7222 | 0.0020281 | 0 | #DIV/0! | #DIV/0! | #DIV/0! | #DIV/0! | 0 | 0 | 0 | 0
1985-03-09 | Mar | 9 | 4:00 | 30.92 | 270 | 295.2756 | 17716.536 | 0 | 0 | 0.041487 | 3.9547e-08 | 0.080891 | 0.013904 | 0.24 | 0.71612 | 0 | 0.71619 | 0.002037 | 0 | #DIV/0! | #DIV/0! | #DIV/0! | #DIV/0! | 0 | 0 | 0 | 0
1985-03-09 | Mar | 9 | 5:00 | 30.02 | 260 | 295.2756 | 17716.536 | 0 | 0 | 0.041466 | 3.9447e-08 | 0.081037 | 0.013881 | 0.24 | 0.71697 | 0 | 0.71369 | 0.0020407 | 0 | #DIV/0! | #DIV/0! | #DIV/0! | #DIV/0! | 0 | 0 | 0 | 0
1985-03-09 | Mar | 9 | 6:00 | 30.02 | 270 | 413.3858 | 24803.1504 | 0 | 0 | 0.041466 | 3.9447e-08 | 0.081037 | 0.013881 | 0.24 | 0.71697 | 0 | 0.71369 | 0.0020407 | 0 | #DIV/0! | #DIV/0! | #DIV/0! | #DIV/0! | 0 | 0 | 0 | 0
1985-03-09 | Mar | 9 | 7:00 | 32 | 280 | 413.3858 | 24803.1504 | 0 | 0 | 0.041512 | 3.9667e-08 | 0.080716 | 0.013932 | 0.24 | 0.71511 | 0 | 0.71919 | 0.0020325 | 0 | #DIV/0! | #DIV/0! | #DIV/0! | #DIV/0! | 0 | 0 | 0 | 0
1985-03-09 | Mar | 9 | 8:00 | 35.96 | 310 | 610.2362 | 36614.1744 | 0 | 0 | 0.041604 | 4.0107e-08 | 0.080074 | 0.014035 | 0.24 | 0.71143 | 0 | 0.73031 | 0.0020163 | 0 | #DIV/0! | #DIV/0! | #DIV/0! | #DIV/0! | 0 | 0 | 0 | 0
1985-03-09 | Mar | 9 | 9:00 | 39.02 | 290 | 708.6614 | 42519.6864 | 0 | 0 | 0.041675 | 4.0447e-08 | 0.079579 | 0.014115 | 0.24 | 0.70863 | 0 | 0.73902 | 0.0020039 | 0 | #DIV/0! | #DIV/0! | #DIV/0! | #DIV/0! | 0 | 0 | 0 | 0
1985-03-09 | Mar | 9 | 10:00 | 42.08 | 280 | 1023.6221 | 61417.3248 | 0 | 0 | 0.04189 | 4.0902e-08 | 0.079096 | 0.014194 | 0.24 | 0.7083 | 0 | 0.74773 | 0.0019917 | 0 | #DIV/0! | #DIV/0! | #DIV/0! | #DIV/0! | 0 | 0 | 0 | 0
1985-03-09 | Mar | 9 | 11:00 | 44.96 | 290 | 807.0866 | 48425.1984 | 0 | 0 | 0.042157 | 4.1382e-08 | 0.078646 | 0.014269 | 0.24 | 0.70907 | 0 | 0.75597 | 0.0019804 | 0 | #DIV/0! | #DIV/0! | #DIV/0! | #DIV/0! | 0 | 0 | 0 | 0
1985-03-09 | Mar | 9 | 12:00 | 46.94 | 270 | 807.0866 | 48425.1984 | 0 | 0 | 0.042341 | 4.1712e-08 | 0.078337 | 0.01432 | 0.24 | 0.7096 | 0 | 0.76169 | 0.0019726 | 0 | #DIV/0! | #DIV/0! | #DIV/0! | #DIV/0! | 0 | 0 | 0 | 0
1985-03-09 | Mar | 9 | 13:00 | 51.08 | 280 | 807.0866 | 48425.1984 | 0 | 0 | 0.042712 | 4.2402e-08 | 0.077698 | 0.014428 | 0.24 | 0.71048 | 0 | 0.77373 | 0.0019566 | 0 | #DIV/0! | #DIV/0! | #DIV/0! | #DIV/0! | 0 | 0 | 0 | 0
1985-03-09 | Mar | 9 | 14:00 | 51.98 | 270 | 1220.4725 | 73228.3488 | 0 | 0 | 0.042785 | 4.2552e-08 | 0.077563 | 0.014451 | 0.24 | 0.71054 | 0 | 0.77633 | 0.0019532 | 0 | #DIV/0! | #DIV/0! | #DIV/0! | #DIV/0! | 0 | 0 | 0 | 0
1985-03-09 | Mar | 9 | 15:00 | 51.98 | 290 | 1023.6221 | 61417.3248 | 0 | 0 | 0.042785 | 4.2552e-08 | 0.077563 | 0.014451 | 0.24 | 0.71054 | 0 | 0.77633 | 0.0019532 | 0 | #DIV/0! | #DIV/0! | #DIV/0! | #DIV/0! | 0 | 0 | 0 | 0
1985-03-09 | Mar | 9 | 16:00 | 53.06 | 260 | 1023.6221 | 61417.3248 | 0 | 0 | 0.042872 | 4.2732e-08 | 0.077401 | 0.01448 | 0.24 | 0.71061 | 0 | 0.77947 | 0.0019491 | 0 | #DIV/0! | #DIV/0! | #DIV/0! | #DIV/0! | 0 | 0 | 0 | 0
1985-03-09 | Mar | 9 | 17:00 | 51.08 | 270 | 1318.8977 | 79133.8608 | 0 | 0 | 0.042712 | 4.2402e-08 | 0.077698 | 0.014428 | 0.24 | 0.71048 | 0 | 0.77373 | 0.0019566 | 0 | #DIV/0! | #DIV/0! | #DIV/0! | #DIV/0! | 0 | 0 | 0 | 0
1985-03-09 | Mar | 9 | 18:00 | 46.94 | 260 | 511.811 | 30708.6624 | 0 | 0 | 0.042341 | 4.1712e-08 | 0.078337 | 0.01432 | 0.24 | 0.7096 | 0 | 0.76169 | 0.0019726 | 0 | #DIV/0! | #DIV/0! | #DIV/0! | #DIV/0! | 0 | 0 | 0 | 0
1985-03-09 | Mar | 9 | 19:00 | 42.08 | 240 | 511.811 | 30708.6624 | 0 | 0 | 0.04189 | 4.0902e-08 | 0.079096 | 0.014194 | 0.24 | 0.7083 | 0 | 0.74773 | 0.0019917 | 0 | #DIV/0! | #DIV/0! | #DIV/0! | #DIV/0! | 0 | 0 | 0 | 0
1985-03-09 | Mar | 9 | 20:00 | 39.92 | 240 | 413.3858 | 24803.1504 | 0 | 0 | 0.041696 | 4.0547e-08 | 0.079433 | 0.014138 | 0.24 | 0.70781 | 0 | 0.74161 | 0.0020003 | 0 | #DIV/0! | #DIV/0! | #DIV/0! | #DIV/0! | 0 | 0 | 0 | 0
1985-03-09 | Mar | 9 | 21:00 | 37.94 | 0 | 0 | 0 | 0 | 0 | 0.04165 | 4.0327e-08 | 0.079754 | 0.014086 | 0.24 | 0.70961 | 0 | 0.73593 | 0.0020083 | 0 | #DIV/0! | #DIV/0! | #DIV/0! | #DIV/0! | 0 | 0 | 0 | 0
1985-03-09 | Mar | 9 | 22:00 | 37.04 | 270 | 413.3858 | 24803.1504 | 0 | 0 | 0.041629 | 4.0227e-08 | 0.0799 | 0.014063 | 0.24 | 0.71044 | 0 | 0.73337 | 0.0020119 | 0 | #DIV/0! | #DIV/0! | #DIV/0! | #DIV/0! | 0 | 0 | 0 | 0
1985-03-09 | Mar | 9 | 23:00 | 35.06 | 260 | 511.811 | 30708.6624 | 0 | 0 | 0.041583 | 4.0007e-08 | 0.08022 | 0.014012 | 0.24 | 0.71226 | 0 | 0.72776 | 0.00202 | 0 | #DIV/0! | #DIV/0! | #DIV/0! | #DIV/0! | 0 | 0 | 0 | 0
1985-03-09 | Mar | 9 | 24:00 | 33.08 | 230 | 295.2756 | 17716.536 | 0 | 0 | 0.041537 | 3.9787e-08 | 0.080541 | 0.01396 | 0.24 | 0.7141 | 0 | 0.7222 | 0.0020281 | 0 | #DIV/0! | #DIV/0! | #DIV/0! | #DIV/0! | 0 | 0 | 0 | 0
1985-03-10 | Mar | 10 | 1:00 | 32 | 220 | 295.2756 | 17716.536 | 0 | 0 | 0.041512 | 3.9667e-08 | 0.080716 | 0.013932 | 0.24 | 0.71511 | 0 | 0.71919 | 0.0020325 | 0 | #DIV/0! | #DIV/0! | #DIV/0! | #DIV/0! | 0 | 0 | 0 | 0
1985-03-10 | Mar | 10 | 2:00 | 33.08 | 210 | 295.2756 | 17716.536 | 0 | 0 | 0.041537 | 3.9787e-08 | 0.080541 | 0.01396 | 0.24 | 0.7141 | 0 | 0.7222 | 0.0020281 | 0 | #DIV/0! | #DIV/0! | #DIV/0! | #DIV/0! | 0 | 0 | 0 | 0
1985-03-10 | Mar | 10 | 3:00 | 33.08 | 0 | 0 | 0 | 0 | 0 | 0.041537 | 3.9787e-08 | 0.080541 | 0.01396 | 0.24 | 0.7141 | 0 | 0.7222 | 0.0020281 | 0 | #DIV/0! | #DIV/0! | #DIV/0! | #DIV/0! | 0 | 0 | 0 | 0
1985-03-10 | Mar | 10 | 4:00 | 35.06 | 200 | 413.3858 | 24803.1504 | 0 | 0 | 0.041583 | 4.0007e-08 | 0.08022 | 0.014012 | 0.24 | 0.71226 | 0 | 0.72776 | 0.00202 | 0 | #DIV/0! | #DIV/0! | #DIV/0! | #DIV/0! | 0 | 0 | 0 | 0
1985-03-10 | Mar | 10 | 5:00 | 33.98 | 210 | 511.811 | 30708.6624 | 0 | 0 | 0.041558 | 3.9887e-08 | 0.080395 | 0.013983 | 0.24 | 0.71327 | 0 | 0.72473 | 0.0020244 | 0 | #DIV/0! | #DIV/0! | #DIV/0! | #DIV/0! | 0 | 0 | 0 | 0
1985-03-10 | Mar | 10 | 6:00 | 35.96 | 220 | 610.2362 | 36614.1744 | 0 | 0 | 0.041604 | 4.0107e-08 | 0.080074 | 0.014035 | 0.24 | 0.71143 | 0 | 0.73031 | 0.0020163 | 0 | #DIV/0! | #DIV/0! | #DIV/0! | #DIV/0! | 0 | 0 | 0 | 0
1985-03-10 | Mar | 10 | 7:00 | 37.04 | 220 | 511.811 | 30708.6624 | 0 | 0 | 0.041629 | 4.0227e-08 | 0.0799 | 0.014063 | 0.24 | 0.71044 | 0 | 0.73337 | 0.0020119 | 0 | #DIV/0! | #DIV/0! | #DIV/0! | #DIV/0! | 0 | 0 | 0 | 0
1985-03-10 | Mar | 10 | 8:00 | 39.92 | 210 | 905.5118 | 54330.7104 | 0 | 0 | 0.041696 | 4.0547e-08 | 0.079433 | 0.014138 | 0.24 | 0.70781 | 0 | 0.74161 | 0.0020003 | 0 | #DIV/0! | #DIV/0! | #DIV/0! | #DIV/0! | 0 | 0 | 0 | 0
1985-03-10 | Mar | 10 | 9:00 | 48.92 | 240 | 1023.6221 | 61417.3248 | 0 | 0 | 0.042524 | 4.2042e-08 | 0.078028 | 0.014372 | 0.24 | 0.71012 | 0 | 0.76745 | 0.0019649 | 0 | #DIV/0! | #DIV/0! | #DIV/0! | #DIV/0! | 0 | 0 | 0 | 0
1985-03-10 | Mar | 10 | 10:00 | 53.96 | 230 | 1023.6221 | 61417.3248 | 0 | 0 | 0.042945 | 4.2882e-08 | 0.077266 | 0.014503 | 0.24 | 0.71067 | 0 | 0.78209 | 0.0019457 | 0 | #DIV/0! | #DIV/0! | #DIV/0! | #DIV/0! | 0 | 0 | 0 | 0
1985-03-10 | Mar | 10 | 11:00 | 60.08 | 240 | 1023.6221 | 61417.3248 | 0 | 0 | 0.043441 | 4.3902e-08 | 0.076348 | 0.014662 | 0.24 | 0.71108 | 0 | 0.80017 | 0.0019228 | 0 | #DIV/0! | #DIV/0! | #DIV/0! | #DIV/0! | 0 | 0 | 0 | 0
1985-03-10 | Mar | 10 | 12:00 | 60.08 | 230 | 1220.4725 | 73228.3488 | 0 | 0 | 0.043441 | 4.3902e-08 | 0.076348 | 0.014662 | 0.24 | 0.71108 | 0 | 0.80017 | 0.0019228 | 0 | #DIV/0! | #DIV/0! | #DIV/0! | #DIV/0! | 0 | 0 | 0 | 0
1985-03-10 | Mar | 10 | 13:00 | 62.06 | 210 | 1220.4725 | 73228.3488 | 0 | 0 | 0.043602 | 4.4232e-08 | 0.076063 | 0.014714 | 0.24 | 0.71121 | 0 | 0.80599 | 0.0019155 | 0 | #DIV/0! | #DIV/0! | #DIV/0! | #DIV/0! | 0 | 0 | 0 | 0
1985-03-10 | Mar | 10 | 14:00 | 60.08 | 230 | 1220.4725 | 73228.3488 | 0 | 0 | 0.043441 | 4.3902e-08 | 0.076348 | 0.014662 | 0.24 | 0.71108 | 0 | 0.80017 | 0.0019228 | 0 | #DIV/0! | #DIV/0! | #DIV/0! | #DIV/0! | 0 | 0 | 0 | 0
1985-03-10 | Mar | 10 | 15:00 | 62.06 | 220 | 1614.1733 | 96850.3968 | 0 | 0 | 0.043602 | 4.4232e-08 | 0.076063 | 0.014714 | 0.24 | 0.71121 | 0 | 0.80599 | 0.0019155 | 0 | #DIV/0! | #DIV/0! | #DIV/0! | #DIV/0! | 0 | 0 | 0 | 0
1985-03-10 | Mar | 10 | 16:00 | 59 | 220 | 1318.8977 | 79133.8608 | 0 | 0 | 0.043354 | 4.3722e-08 | 0.07651 | 0.014634 | 0.24 | 0.71101 | 0 | 0.79695 | 0.0019268 | 0 | #DIV/0! | #DIV/0! | #DIV/0! | #DIV/0! | 0 | 0 | 0 | 0
1985-03-10 | Mar | 10 | 17:00 | 57.02 | 210 | 1732.2835 | 103937.0112 | 0 | 0 | 0.043193 | 4.3392e-08 | 0.076807 | 0.014583 | 0.24 | 0.71088 | 0 | 0.79108 | 0.0019342 | 0 | #DIV/0! | #DIV/0! | #DIV/0! | #DIV/0! | 0 | 0 | 0 | 0
1985-03-10 | Mar | 10 | 18:00 | 55.04 | 210 | 1318.8977 | 79133.8608 | 0 | 0 | 0.043033 | 4.3062e-08 | 0.077104 | 0.014531 | 0.24 | 0.71074 | 0 | 0.78525 | 0.0019416 | 0 | #DIV/0! | #DIV/0! | #DIV/0! | #DIV/0! | 0 | 0 | 0 | 0
1985-03-10 | Mar | 10 | 19:00 | 53.96 | 210 | 1417.3229 | 85039.3728 | 0 | 0 | 0.042945 | 4.2882e-08 | 0.077266 | 0.014503 | 0.24 | 0.71067 | 0 | 0.78209 | 0.0019457 | 0 | #DIV/0! | #DIV/0! | #DIV/0! | #DIV/0! | 0 | 0 | 0 | 0
1985-03-10 | Mar | 10 | 20:00 | 53.06 | 220 | 1318.8977 | 79133.8608 | 0 | 0 | 0.042872 | 4.2732e-08 | 0.077401 | 0.01448 | 0.24 | 0.71061 | 0 | 0.77947 | 0.0019491 | 0 | #DIV/0! | #DIV/0! | #DIV/0! | #DIV/0! | 0 | 0 | 0 | 0
1985-03-10 | Mar | 10 | 21:00 | 51.98 | 210 | 1417.3229 | 85039.3728 | 0 | 0 | 0.042785 | 4.2552e-08 | 0.077563 | 0.014451 | 0.24 | 0.71054 | 0 | 0.77633 | 0.0019532 | 0 | #DIV/0! | #DIV/0! | #DIV/0! | #DIV/0! | 0 | 0 | 0 | 0
1985-03-10 | Mar | 10 | 22:00 | 50 | 190 | 1023.6221 | 61417.3248 | 0 | 0 | 0.042624 | 4.2222e-08 | 0.07786 | 0.0144 | 0.24 | 0.7104 | 0 | 0.77061 | 0.0019608 | 0 | #DIV/0! | #DIV/0! | #DIV/0! | #DIV/0! | 0 | 0 | 0 | 0
1985-03-10 | Mar | 10 | 23:00 | 50 | 190 | 1023.6221 | 61417.3248 | 0 | 0 | 0.042624 | 4.2222e-08 | 0.07786 | 0.0144 | 0.24 | 0.7104 | 0 | 0.77061 | 0.0019608 | 0 | #DIV/0! | #DIV/0! | #DIV/0! | #DIV/0! | 0 | 0 | 0 | 0
1985-03-10 | Mar | 10 | 24:00 | 50 | 210 | 1122.0473 | 67322.8368 | 0 | 0 | 0.042624 | 4.2222e-08 | 0.07786 | 0.0144 | 0.24 | 0.7104 | 0 | 0.77061 | 0.0019608 | 0 | #DIV/0! | #DIV/0! | #DIV/0! | #DIV/0! | 0 | 0 | 0 | 0
1985-03-11 | Mar | 11 | 1:00 | 48.92 | 210 | 905.5118 | 54330.7104 | 0 | 0 | 0.042524 | 4.2042e-08 | 0.078028 | 0.014372 | 0.24 | 0.71012 | 0 | 0.76745 | 0.0019649 | 0 | #DIV/0! | #DIV/0! | #DIV/0! | #DIV/0! | 0 | 0 | 0 | 0
1985-03-11 | Mar | 11 | 2:00 | 46.94 | 200 | 807.0866 | 48425.1984 | 0 | 0 | 0.042341 | 4.1712e-08 | 0.078337 | 0.01432 | 0.24 | 0.7096 | 0 | 0.76169 | 0.0019726 | 0 | #DIV/0! | #DIV/0! | #DIV/0! | #DIV/0! | 0 | 0 | 0 | 0
1985-03-11 | Mar | 11 | 3:00 | 46.04 | 190 | 610.2362 | 36614.1744 | 0 | 0 | 0.042257 | 4.1562e-08 | 0.078478 | 0.014297 | 0.24 | 0.70936 | 0 | 0.75908 | 0.0019761 | 0 | #DIV/0! | #DIV/0! | #DIV/0! | #DIV/0! | 0 | 0 | 0 | 0
1985-03-11 | Mar | 11 | 4:00 | 44.06 | 190 | 610.2362 | 36614.1744 | 0 | 0 | 0.042074 | 4.1232e-08 | 0.078787 | 0.014246 | 0.24 | 0.70883 | 0 | 0.75338 | 0.0019839 | 0 | #DIV/0! | #DIV/0! | #DIV/0! | #DIV/0! | 0 | 0 | 0 | 0
1985-03-11 | Mar | 11 | 5:00 | 42.98 | 180 | 295.2756 | 17716.536 | 0 | 0 | 0.041974 | 4.1052e-08 | 0.078955 | 0.014217 | 0.24 | 0.70854 | 0 | 0.75029 | 0.0019882 | 0 | #DIV/0! | #DIV/0! | #DIV/0! | #DIV/0! | 0 | 0 | 0 | 0
1985-03-11 | Mar | 11 | 6:00 | 42.98 | 170 | 511.811 | 30708.6624 | 0 | 0 | 0.041974 | 4.1052e-08 | 0.078955 | 0.014217 | 0.24 | 0.70854 | 0 | 0.75029 | 0.0019882 | 0 | #DIV/0! | #DIV/0! | #DIV/0! | #DIV/0! | 0 | 0 | 0 | 0
1985-03-11 | Mar | 11 | 7:00 | 44.06 | 150 | 807.0866 | 48425.1984 | 0 | 0 | 0.042074 | 4.1232e-08 | 0.078787 | 0.014246 | 0.24 | 0.70883 | 0 | 0.75338 | 0.0019839 | 0 | #DIV/0! | #DIV/0! | #DIV/0! | #DIV/0! | 0 | 0 | 0 | 0
1985-03-11 | Mar | 11 | 8:00 | 44.06 | 180 | 295.2756 | 17716.536 | 0 | 0 | 0.042074 | 4.1232e-08 | 0.078787 | 0.014246 | 0.24 | 0.70883 | 0 | 0.75338 | 0.0019839 | 0 | #DIV/0! | #DIV/0! | #DIV/0! | #DIV/0! | 0 | 0 | 0 | 0
1985-03-11 | Mar | 11 | 9:00 | 46.94 | 190 | 511.811 | 30708.6624 | 0 | 0 | 0.042341 | 4.1712e-08 | 0.078337 | 0.01432 | 0.24 | 0.7096 | 0 | 0.76169 | 0.0019726 | 0 | #DIV/0! | #DIV/0! | #DIV/0! | #DIV/0! | 0 | 0 | 0 | 0
1985-03-11 | Mar | 11 | 10:00 | 46.04 | 180 | 905.5118 | 54330.7104 | 0 | 0 | 0.042257 | 4.1562e-08 | 0.078478 | 0.014297 | 0.24 | 0.70936 | 0 | 0.75908 | 0.0019761 | 0 | #DIV/0! | #DIV/0! | #DIV/0! | #DIV/0! | 0 | 0 | 0 | 0
1985-03-11 | Mar | 11 | 11:00 | 46.04 | 190 | 708.6614 | 42519.6864 | 0 | 0 | 0.042257 | 4.1562e-08 | 0.078478 | 0.014297 | 0.24 | 0.70936 | 0 | 0.75908 | 0.0019761 | 0 | #DIV/0! | #DIV/0! | #DIV/0! | #DIV/0! | 0 | 0 | 0 | 0
1985-03-11 | Mar | 11 | 12:00 | 46.94 | 200 | 1023.6221 | 61417.3248 | 0 | 0 | 0.042341 | 4.1712e-08 | 0.078337 | 0.01432 | 0.24 | 0.7096 | 0 | 0.76169 | 0.0019726 | 0 | #DIV/0! | #DIV/0! | #DIV/0! | #DIV/0! | 0 | 0 | 0 | 0
1985-03-11 | Mar | 11 | 13:00 | 48.92 | 200 | 905.5118 | 54330.7104 | 0 | 0 | 0.042524 | 4.2042e-08 | 0.078028 | 0.014372 | 0.24 | 0.71012 | 0 | 0.76745 | 0.0019649 | 0 | #DIV/0! | #DIV/0! | #DIV/0! | #DIV/0! | 0 | 0 | 0 | 0
1985-03-11 | Mar | 11 | 14:00 | 50 | 210 | 1023.6221 | 61417.3248 | 0 | 0 | 0.042624 | 4.2222e-08 | 0.07786 | 0.0144 | 0.24 | 0.7104 | 0 | 0.77061 | 0.0019608 | 0 | #DIV/0! | #DIV/0! | #DIV/0! | #DIV/0! | 0 | 0 | 0 | 0
1985-03-11 | Mar | 11 | 15:00 | 50 | 220 | 1220.4725 | 73228.3488 | 0 | 0 | 0.042624 | 4.2222e-08 | 0.07786 | 0.0144 | 0.24 | 0.7104 | 0 | 0.77061 | 0.0019608 | 0 | #DIV/0! | #DIV/0! | #DIV/0! | #DIV/0! | 0 | 0 | 0 | 0
1985-03-11 | Mar | 11 | 16:00 | 48.92 | 220 | 905.5118 | 54330.7104 | 0 | 0 | 0.042524 | 4.2042e-08 | 0.078028 | 0.014372 | 0.24 | 0.71012 | 0 | 0.76745 | 0.0019649 | 0 | #DIV/0! | #DIV/0! | #DIV/0! | #DIV/0! | 0 | 0 | 0 | 0
1985-03-11 | Mar | 11 | 17:00 | 50 | 220 | 1122.0473 | 67322.8368 | 0 | 0 | 0.042624 | 4.2222e-08 | 0.07786 | 0.0144 | 0.24 | 0.7104 | 0 | 0.77061 | 0.0019608 | 0 | #DIV/0! | #DIV/0! | #DIV/0! | #DIV/0! | 0 | 0 | 0 | 0
1985-03-11 | Mar | 11 | 18:00 | 50 | 230 | 1318.8977 | 79133.8608 | 0 | 0 | 0.042624 | 4.2222e-08 | 0.07786 | 0.0144 | 0.24 | 0.7104 | 0 | 0.77061 | 0.0019608 | 0 | #DIV/0! | #DIV/0! | #DIV/0! | #DIV/0! | 0 | 0 | 0 | 0
1985-03-11 | Mar | 11 | 19:00 | 51.08 | 250 | 1732.2835 | 103937.0112 | 0 | 0 | 0.042712 | 4.2402e-08 | 0.077698 | 0.014428 | 0.24 | 0.71048 | 0 | 0.77373 | 0.0019566 | 0 | #DIV/0! | #DIV/0! | #DIV/0! | #DIV/0! | 0 | 0 | 0 | 0
1985-03-11 | Mar | 11 | 20:00 | 44.06 | 280 | 2440.945 | 146456.6976 | 0 | 0 | 0.042074 | 4.1232e-08 | 0.078787 | 0.014246 | 0.24 | 0.70883 | 0 | 0.75338 | 0.0019839 | 0 | #DIV/0! | #DIV/0! | #DIV/0! | #DIV/0! | 0 | 0 | 0 | 0
1985-03-11 | Mar | 11 | 21:00 | 37.94 | 290 | 2125.9843 | 127559.0592 | 0 | 0 | 0.04165 | 4.0327e-08 | 0.079754 | 0.014086 | 0.24 | 0.70961 | 0 | 0.73593 | 0.0020083 | 0 | #DIV/0! | #DIV/0! | #DIV/0! | #DIV/0! | 0 | 0 | 0 | 0
1985-03-11 | Mar | 11 | 22:00 | 37.94 | 300 | 2224.4095 | 133464.5712 | 0 | 0 | 0.04165 | 4.0327e-08 | 0.079754 | 0.014086 | 0.24 | 0.70961 | 0 | 0.73593 | 0.0020083 | 0 | #DIV/0! | #DIV/0! | #DIV/0! | #DIV/0! | 0 | 0 | 0 | 0
1985-03-11 | Mar | 11 | 23:00 | 37.04 | 310 | 1614.1733 | 96850.3968 | 0 | 0 | 0.041629 | 4.0227e-08 | 0.0799 | 0.014063 | 0.24 | 0.71044 | 0 | 0.73337 | 0.0020119 | 0 | #DIV/0! | #DIV/0! | #DIV/0! | #DIV/0! | 0 | 0 | 0 | 0
1985-03-11 | Mar | 11 | 24:00 | 35.96 | 310 | 2027.5591 | 121653.5472 | 0 | 0 | 0.041604 | 4.0107e-08 | 0.080074 | 0.014035 | 0.24 | 0.71143 | 0 | 0.73031 | 0.0020163 | 0 | #DIV/0! | #DIV/0! | #DIV/0! | #DIV/0! | 0 | 0 | 0 | 0
1985-03-12 | Mar | 12 | 1:00 | 35.06 | 300 | 1929.1339 | 115748.0352 | 0 | 0 | 0.041583 | 4.0007e-08 | 0.08022 | 0.014012 | 0.24 | 0.71226 | 0 | 0.72776 | 0.00202 | 0 | #DIV/0! | #DIV/0! | #DIV/0! | #DIV/0! | 0 | 0 | 0 | 0
1985-03-12 | Mar | 12 | 2:00 | 33.98 | 320 | 2224.4095 | 133464.5712 | 0 | 0 | 0.041558 | 3.9887e-08 | 0.080395 | 0.013983 | 0.24 | 0.71327 | 0 | 0.72473 | 0.0020244 | 0 | #DIV/0! | #DIV/0! | #DIV/0! | #DIV/0! | 0 | 0 | 0 | 0
1985-03-12 | Mar | 12 | 3:00 | 33.98 | 300 | 1732.2835 | 103937.0112 | 0 | 0 | 0.041558 | 3.9887e-08 | 0.080395 | 0.013983 | 0.24 | 0.71327 | 0 | 0.72473 | 0.0020244 | 0 | #DIV/0! | #DIV/0! | #DIV/0! | #DIV/0! | 0 | 0 | 0 | 0
1985-03-12 | Mar | 12 | 4:00 | 33.08 | 300 | 2027.5591 | 121653.5472 | 0 | 0 | 0.041537 | 3.9787e-08 | 0.080541 | 0.01396 | 0.24 | 0.7141 | 0 | 0.7222 | 0.0020281 | 0 | #DIV/0! | #DIV/0! | #DIV/0! | #DIV/0! | 0 | 0 | 0 | 0
1985-03-12 | Mar | 12 | 5:00 | 33.98 | 300 | 1614.1733 | 96850.3968 | 0 | 0 | 0.041558 | 3.9887e-08 | 0.080395 | 0.013983 | 0.24 | 0.71327 | 0 | 0.72473 | 0.0020244 | 0 | #DIV/0! | #DIV/0! | #DIV/0! | #DIV/0! | 0 | 0 | 0 | 0
1985-03-12 | Mar | 12 | 6:00 | 33.08 | 300 | 1417.3229 | 85039.3728 | 0 | 0 | 0.041537 | 3.9787e-08 | 0.080541 | 0.01396 | 0.24 | 0.7141 | 0 | 0.7222 | 0.0020281 | 0 | #DIV/0! | #DIV/0! | #DIV/0! | #DIV/0! | 0 | 0 | 0 | 0
1985-03-12 | Mar | 12 | 7:00 | 33.08 | 300 | 1732.2835 | 103937.0112 | 0 | 0 | 0.041537 | 3.9787e-08 | 0.080541 | 0.01396 | 0.24 | 0.7141 | 0 | 0.7222 | 0.0020281 | 0 | #DIV/0! | #DIV/0! | #DIV/0! | #DIV/0! | 0 | 0 | 0 | 0
1985-03-12 | Mar | 12 | 8:00 | 35.96 | 300 | 1732.2835 | 103937.0112 | 0 | 0 | 0.041604 | 4.0107e-08 | 0.080074 | 0.014035 | 0.24 | 0.71143 | 0 | 0.73031 | 0.0020163 | 0 | #DIV/0! | #DIV/0! | #DIV/0! | #DIV/0! | 0 | 0 | 0 | 0
1985-03-12 | Mar | 12 | 9:00 | 39.02 | 300 | 1614.1733 | 96850.3968 | 0 | 0 | 0.041675 | 4.0447e-08 | 0.079579 | 0.014115 | 0.24 | 0.70863 | 0 | 0.73902 | 0.0020039 | 0 | #DIV/0! | #DIV/0! | #DIV/0! | #DIV/0! | 0 | 0 | 0 | 0
1985-03-12 | Mar | 12 | 10:00 | 42.08 | 310 | 1417.3229 | 85039.3728 | 0 | 0 | 0.04189 | 4.0902e-08 | 0.079096 | 0.014194 | 0.24 | 0.7083 | 0 | 0.74773 | 0.0019917 | 0 | #DIV/0! | #DIV/0! | #DIV/0! | #DIV/0! | 0 | 0 | 0 | 0
1985-03-12 | Mar | 12 | 11:00 | 44.06 | 340 | 2027.5591 | 121653.5472 | 0 | 0 | 0.042074 | 4.1232e-08 | 0.078787 | 0.014246 | 0.24 | 0.70883 | 0 | 0.75338 | 0.0019839 | 0 | #DIV/0! | #DIV/0! | #DIV/0! | #DIV/0! | 0 | 0 | 0 | 0
1985-03-12 | Mar | 12 | 12:00 | 46.04 | 360 | 1830.7087 | 109842.5232 | 0 | 0 | 0.042257 | 4.1562e-08 | 0.078478 | 0.014297 | 0.24 | 0.70936 | 0 | 0.75908 | 0.0019761 | 0 | #DIV/0! | #DIV/0! | #DIV/0! | #DIV/0! | 0 | 0 | 0 | 0
1985-03-12 | Mar | 12 | 13:00 | 46.94 | 350 | 1830.7087 | 109842.5232 | 0 | 0 | 0.042341 | 4.1712e-08 | 0.078337 | 0.01432 | 0.24 | 0.7096 | 0 | 0.76169 | 0.0019726 | 0 | #DIV/0! | #DIV/0! | #DIV/0! | #DIV/0! | 0 | 0 | 0 | 0
1985-03-12 | Mar | 12 | 14:00 | 48.92 | 310 | 1023.6221 | 61417.3248 | 0 | 0 | 0.042524 | 4.2042e-08 | 0.078028 | 0.014372 | 0.24 | 0.71012 | 0 | 0.76745 | 0.0019649 | 0 | #DIV/0! | #DIV/0! | #DIV/0! | #DIV/0! | 0 | 0 | 0 | 0
1985-03-12 | Mar | 12 | 15:00 | 48.02 | 330 | 1220.4725 | 73228.3488 | 0 | 0 | 0.042441 | 4.1892e-08 | 0.078169 | 0.014349 | 0.24 | 0.70988 | 0 | 0.76482 | 0.0019684 | 0 | #DIV/0! | #DIV/0! | #DIV/0! | #DIV/0! | 0 | 0 | 0 | 0
1985-03-12 | Mar | 12 | 16:00 | 46.04 | 330 | 807.0866 | 48425.1984 | 0 | 0 | 0.042257 | 4.1562e-08 | 0.078478 | 0.014297 | 0.24 | 0.70936 | 0 | 0.75908 | 0.0019761 | 0 | #DIV/0! | #DIV/0! | #DIV/0! | #DIV/0! | 0 | 0 | 0 | 0
1985-03-12 | Mar | 12 | 17:00 | 44.96 | 330 | 708.6614 | 42519.6864 | 0 | 0 | 0.042157 | 4.1382e-08 | 0.078646 | 0.014269 | 0.24 | 0.70907 | 0 | 0.75597 | 0.0019804 | 0 | #DIV/0! | #DIV/0! | #DIV/0! | #DIV/0! | 0 | 0 | 0 | 0
1985-03-12 | Mar | 12 | 18:00 | 39.92 | 60 | 708.6614 | 42519.6864 | 0 | 0 | 0.041696 | 4.0547e-08 | 0.079433 | 0.014138 | 0.24 | 0.70781 | 0 | 0.74161 | 0.0020003 | 0 | #DIV/0! | #DIV/0! | #DIV/0! | #DIV/0! | 0 | 0 | 0 | 0
1985-03-12 | Mar | 12 | 19:00 | 37.94 | 120 | 511.811 | 30708.6624 | 0 | 0 | 0.04165 | 4.0327e-08 | 0.079754 | 0.014086 | 0.24 | 0.70961 | 0 | 0.73593 | 0.0020083 | 0 | #DIV/0! | #DIV/0! | #DIV/0! | #DIV/0! | 0 | 0 | 0 | 0
1985-03-12 | Mar | 12 | 20:00 | 35.06 | 130 | 610.2362 | 36614.1744 | 0 | 0 | 0.041583 | 4.0007e-08 | 0.08022 | 0.014012 | 0.24 | 0.71226 | 0 | 0.72776 | 0.00202 | 0 | #DIV/0! | #DIV/0! | #DIV/0! | #DIV/0! | 0 | 0 | 0 | 0
1985-03-12 | Mar | 12 | 21:00 | 35.06 | 140 | 708.6614 | 42519.6864 | 0 | 0 | 0.041583 | 4.0007e-08 | 0.08022 | 0.014012 | 0.24 | 0.71226 | 0 | 0.72776 | 0.00202 | 0 | #DIV/0! | #DIV/0! | #DIV/0! | #DIV/0! | 0 | 0 | 0 | 0
1985-03-12 | Mar | 12 | 22:00 | 33.08 | 130 | 610.2362 | 36614.1744 | 0 | 0 | 0.041537 | 3.9787e-08 | 0.080541 | 0.01396 | 0.24 | 0.7141 | 0 | 0.7222 | 0.0020281 | 0 | #DIV/0! | #DIV/0! | #DIV/0! | #DIV/0! | 0 | 0 | 0 | 0
1985-03-12 | Mar | 12 | 23:00 | 33.08 | 160 | 610.2362 | 36614.1744 | 0 | 0 | 0.041537 | 3.9787e-08 | 0.080541 | 0.01396 | 0.24 | 0.7141 | 0 | 0.7222 | 0.0020281 | 0 | #DIV/0! | #DIV/0! | #DIV/0! | #DIV/0! | 0 | 0 | 0 | 0
1985-03-12 | Mar | 12 | 24:00 | 33.08 | 150 | 610.2362 | 36614.1744 | 0 | 0 | 0.041537 | 3.9787e-08 | 0.080541 | 0.01396 | 0.24 | 0.7141 | 0 | 0.7222 | 0.0020281 | 0 | #DIV/0! | #DIV/0! | #DIV/0! | #DIV/0! | 0 | 0 | 0 | 0
1985-03-13 | Mar | 13 | 1:00 | 33.98 | 180 | 708.6614 | 42519.6864 | 0 | 0 | 0.041558 | 3.9887e-08 | 0.080395 | 0.013983 | 0.24 | 0.71327 | 0 | 0.72473 | 0.0020244 | 0 | #DIV/0! | #DIV/0! | #DIV/0! | #DIV/0! | 0 | 0 | 0 | 0
1985-03-13 | Mar | 13 | 2:00 | 35.06 | 210 | 807.0866 | 48425.1984 | 0 | 0 | 0.041583 | 4.0007e-08 | 0.08022 | 0.014012 | 0.24 | 0.71226 | 0 | 0.72776 | 0.00202 | 0 | #DIV/0! | #DIV/0! | #DIV/0! | #DIV/0! | 0 | 0 | 0 | 0
1985-03-13 | Mar | 13 | 3:00 | 35.06 | 170 | 905.5118 | 54330.7104 | 0 | 0 | 0.041583 | 4.0007e-08 | 0.08022 | 0.014012 | 0.24 | 0.71226 | 0 | 0.72776 | 0.00202 | 0 | #DIV/0! | #DIV/0! | #DIV/0! | #DIV/0! | 0 | 0 | 0 | 0
1985-03-13 | Mar | 13 | 4:00 | 35.06 | 180 | 807.0866 | 48425.1984 | 0 | 0 | 0.041583 | 4.0007e-08 | 0.08022 | 0.014012 | 0.24 | 0.71226 | 0 | 0.72776 | 0.00202 | 0 | #DIV/0! | #DIV/0! | #DIV/0! | #DIV/0! | 0 | 0 | 0 | 0
1985-03-13 | Mar | 13 | 5:00 | 35.06 | 190 | 1023.6221 | 61417.3248 | 0 | 0 | 0.041583 | 4.0007e-08 | 0.08022 | 0.014012 | 0.24 | 0.71226 | 0 | 0.72776 | 0.00202 | 0 | #DIV/0! | #DIV/0! | #DIV/0! | #DIV/0! | 0 | 0 | 0 | 0
1985-03-13 | Mar | 13 | 6:00 | 32 | 230 | 807.0866 | 48425.1984 | 0 | 0 | 0.041512 | 3.9667e-08 | 0.080716 | 0.013932 | 0.24 | 0.71511 | 0 | 0.71919 | 0.0020325 | 0 | #DIV/0! | #DIV/0! | #DIV/0! | #DIV/0! | 0 | 0 | 0 | 0
1985-03-13 | Mar | 13 | 7:00 | 32 | 180 | 807.0866 | 48425.1984 | 0 | 0 | 0.041512 | 3.9667e-08 | 0.080716 | 0.013932 | 0.24 | 0.71511 | 0 | 0.71919 | 0.0020325 | 0 | #DIV/0! | #DIV/0! | #DIV/0! | #DIV/0! | 0 | 0 | 0 | 0
1985-03-13 | Mar | 13 | 8:00 | 32 | 180 | 610.2362 | 36614.1744 | 0 | 0 | 0.041512 | 3.9667e-08 | 0.080716 | 0.013932 | 0.24 | 0.71511 | 0 | 0.71919 | 0.0020325 | 0 | #DIV/0! | #DIV/0! | #DIV/0! | #DIV/0! | 0 | 0 | 0 | 0
1985-03-13 | Mar | 13 | 9:00 | 32 | 190 | 610.2362 | 36614.1744 | 0 | 0 | 0.041512 | 3.9667e-08 | 0.080716 | 0.013932 | 0.24 | 0.71511 | 0 | 0.71919 | 0.0020325 | 0 | #DIV/0! | #DIV/0! | #DIV/0! | #DIV/0! | 0 | 0 | 0 | 0
1985-03-13 | Mar | 13 | 10:00 | 32 | 190 | 1023.6221 | 61417.3248 | 0 | 0 | 0.041512 | 3.9667e-08 | 0.080716 | 0.013932 | 0.24 | 0.71511 | 0 | 0.71919 | 0.0020325 | 0 | #DIV/0! | #DIV/0! | #DIV/0! | #DIV/0! | 0 | 0 | 0 | 0
1985-03-13 | Mar | 13 | 11:00 | 33.98 | 200 | 1023.6221 | 61417.3248 | 0 | 0 | 0.041558 | 3.9887e-08 | 0.080395 | 0.013983 | 0.24 | 0.71327 | 0 | 0.72473 | 0.0020244 | 0 | #DIV/0! | #DIV/0! | #DIV/0! | #DIV/0! | 0 | 0 | 0 | 0
1985-03-13 | Mar | 13 | 12:00 | 33.98 | 200 | 905.5118 | 54330.7104 | 0 | 0 | 0.041558 | 3.9887e-08 | 0.080395 | 0.013983 | 0.24 | 0.71327 | 0 | 0.72473 | 0.0020244 | 0 | #DIV/0! | #DIV/0! | #DIV/0! | #DIV/0! | 0 | 0 | 0 | 0
1985-03-13 | Mar | 13 | 13:00 | 35.06 | 220 | 1023.6221 | 61417.3248 | 0 | 0 | 0.041583 | 4.0007e-08 | 0.08022 | 0.014012 | 0.24 | 0.71226 | 0 | 0.72776 | 0.00202 | 0 | #DIV/0! | #DIV/0! | #DIV/0! | #DIV/0! | 0 | 0 | 0 | 0
1985-03-13 | Mar | 13 | 14:00 | 35.06 | 230 | 1023.6221 | 61417.3248 | 0 | 0 | 0.041583 | 4.0007e-08 | 0.08022 | 0.014012 | 0.24 | 0.71226 | 0 | 0.72776 | 0.00202 | 0 | #DIV/0! | #DIV/0! | #DIV/0! | #DIV/0! | 0 | 0 | 0 | 0
1985-03-13 | Mar | 13 | 15:00 | 37.04 | 270 | 1220.4725 | 73228.3488 | 0 | 0 | 0.041629 | 4.0227e-08 | 0.0799 | 0.014063 | 0.24 | 0.71044 | 0 | 0.73337 | 0.0020119 | 0 | #DIV/0! | #DIV/0! | #DIV/0! | #DIV/0! | 0 | 0 | 0 | 0
1985-03-13 | Mar | 13 | 16:00 | 37.04 | 280 | 1220.4725 | 73228.3488 | 0 | 0 | 0.041629 | 4.0227e-08 | 0.0799 | 0.014063 | 0.24 | 0.71044 | 0 | 0.73337 | 0.0020119 | 0 | #DIV/0! | #DIV/0! | #DIV/0! | #DIV/0! | 0 | 0 | 0 | 0
1985-03-13 | Mar | 13 | 17:00 | 37.94 | 260 | 905.5118 | 54330.7104 | 0 | 0 | 0.04165 | 4.0327e-08 | 0.079754 | 0.014086 | 0.24 | 0.70961 | 0 | 0.73593 | 0.0020083 | 0 | #DIV/0! | #DIV/0! | #DIV/0! | #DIV/0! | 0 | 0 | 0 | 0
1985-03-13 | Mar | 13 | 18:00 | 37.94 | 250 | 708.6614 | 42519.6864 | 0 | 0 | 0.04165 | 4.0327e-08 | 0.079754 | 0.014086 | 0.24 | 0.70961 | 0 | 0.73593 | 0.0020083 | 0 | #DIV/0! | #DIV/0! | #DIV/0! | #DIV/0! | 0 | 0 | 0 | 0
1985-03-13 | Mar | 13 | 19:00 | 37.94 | 300 | 1515.7481 | 90944.8848 | 0 | 0 | 0.04165 | 4.0327e-08 | 0.079754 | 0.014086 | 0.24 | 0.70961 | 0 | 0.73593 | 0.0020083 | 0 | #DIV/0! | #DIV/0! | #DIV/0! | #DIV/0! | 0 | 0 | 0 | 0
1985-03-13 | Mar | 13 | 20:00 | 37.04 | 300 | 905.5118 | 54330.7104 | 0 | 0 | 0.041629 | 4.0227e-08 | 0.0799 | 0.014063 | 0.24 | 0.71044 | 0 | 0.73337 | 0.0020119 | 0 | #DIV/0! | #DIV/0! | #DIV/0! | #DIV/0! | 0 | 0 | 0 | 0
1985-03-13 | Mar | 13 | 21:00 | 35.96 | 280 | 905.5118 | 54330.7104 | 0 | 0 | 0.041604 | 4.0107e-08 | 0.080074 | 0.014035 | 0.24 | 0.71143 | 0 | 0.73031 | 0.0020163 | 0 | #DIV/0! | #DIV/0! | #DIV/0! | #DIV/0! | 0 | 0 | 0 | 0
1985-03-13 | Mar | 13 | 22:00 | 35.96 | 260 | 1023.6221 | 61417.3248 | 0 | 0 | 0.041604 | 4.0107e-08 | 0.080074 | 0.014035 | 0.24 | 0.71143 | 0 | 0.73031 | 0.0020163 | 0 | #DIV/0! | #DIV/0! | #DIV/0! | #DIV/0! | 0 | 0 | 0 | 0
1985-03-13 | Mar | 13 | 23:00 | 33.08 | 250 | 807.0866 | 48425.1984 | 0 | 0 | 0.041537 | 3.9787e-08 | 0.080541 | 0.01396 | 0.24 | 0.7141 | 0 | 0.7222 | 0.0020281 | 0 | #DIV/0! | #DIV/0! | #DIV/0! | #DIV/0! | 0 | 0 | 0 | 0
1985-03-13 | Mar | 13 | 24:00 | 32 | 250 | 905.5118 | 54330.7104 | 0 | 0 | 0.041512 | 3.9667e-08 | 0.080716 | 0.013932 | 0.24 | 0.71511 | 0 | 0.71919 | 0.0020325 | 0 | #DIV/0! | #DIV/0! | #DIV/0! | #DIV/0! | 0 | 0 | 0 | 0
1985-03-14 | Mar | 14 | 1:00 | 30.92 | 250 | 807.0866 | 48425.1984 | 0 | 0 | 0.041487 | 3.9547e-08 | 0.080891 | 0.013904 | 0.24 | 0.71612 | 0 | 0.71619 | 0.002037 | 0 | #DIV/0! | #DIV/0! | #DIV/0! | #DIV/0! | 0 | 0 | 0 | 0
1985-03-14 | Mar | 14 | 2:00 | 28.94 | 250 | 610.2362 | 36614.1744 | 0 | 0 | 0.041368 | 3.9268e-08 | 0.081219 | 0.013852 | 0.24 | 0.71671 | 0 | 0.71065 | 0.0020452 | 0 | #DIV/0! | #DIV/0! | #DIV/0! | #DIV/0! | 0 | 0 | 0 | 0
1985-03-14 | Mar | 14 | 3:00 | 28.94 | 250 | 610.2362 | 36614.1744 | 0 | 0 | 0.041368 | 3.9268e-08 | 0.081219 | 0.013852 | 0.24 | 0.71671 | 0 | 0.71065 | 0.0020452 | 0 | #DIV/0! | #DIV/0! | #DIV/0! | #DIV/0! | 0 | 0 | 0 | 0
1985-03-14 | Mar | 14 | 4:00 | 28.04 | 250 | 610.2362 | 36614.1744 | 0 | 0 | 0.041284 | 3.9118e-08 | 0.081371 | 0.013829 | 0.24 | 0.71648 | 0 | 0.70812 | 0.002049 | 0 | #DIV/0! | #DIV/0! | #DIV/0! | #DIV/0! | 0 | 0 | 0 | 0
1985-03-14 | Mar | 14 | 5:00 | 26.96 | 250 | 610.2362 | 36614.1744 | 0 | 0 | 0.041184 | 3.8938e-08 | 0.081554 | 0.013801 | 0.24 | 0.7162 | 0 | 0.70511 | 0.0020536 | 0 | #DIV/0! | #DIV/0! | #DIV/0! | #DIV/0! | 0 | 0 | 0 | 0
1985-03-14 | Mar | 14 | 6:00 | 28.04 | 240 | 708.6614 | 42519.6864 | 0 | 0 | 0.041284 | 3.9118e-08 | 0.081371 | 0.013829 | 0.24 | 0.71648 | 0 | 0.70812 | 0.002049 | 0 | #DIV/0! | #DIV/0! | #DIV/0! | #DIV/0! | 0 | 0 | 0 | 0
1985-03-14 | Mar | 14 | 7:00 | 28.94 | 250 | 807.0866 | 48425.1984 | 0 | 0 | 0.041368 | 3.9268e-08 | 0.081219 | 0.013852 | 0.24 | 0.71671 | 0 | 0.71065 | 0.0020452 | 0 | #DIV/0! | #DIV/0! | #DIV/0! | #DIV/0! | 0 | 0 | 0 | 0
1985-03-14 | Mar | 14 | 8:00 | 33.98 | 280 | 1023.6221 | 61417.3248 | 0 | 0 | 0.041558 | 3.9887e-08 | 0.080395 | 0.013983 | 0.24 | 0.71327 | 0 | 0.72473 | 0.0020244 | 0 | #DIV/0! | #DIV/0! | #DIV/0! | #DIV/0! | 0 | 0 | 0 | 0
1985-03-14 | Mar | 14 | 9:00 | 37.94 | 290 | 905.5118 | 54330.7104 | 0 | 0 | 0.04165 | 4.0327e-08 | 0.079754 | 0.014086 | 0.24 | 0.70961 | 0 | 0.73593 | 0.0020083 | 0 | #DIV/0! | #DIV/0! | #DIV/0! | #DIV/0! | 0 | 0 | 0 | 0
1985-03-14 | Mar | 14 | 10:00 | 41 | 290 | 1318.8977 | 79133.8608 | 0 | 0 | 0.04179 | 4.0722e-08 | 0.079264 | 0.014166 | 0.24 | 0.70801 | 0 | 0.74466 | 0.001996 | 0 | #DIV/0! | #DIV/0! | #DIV/0! | #DIV/0! | 0 | 0 | 0 | 0
1985-03-14 | Mar | 14 | 11:00 | 42.08 | 280 | 1220.4725 | 73228.3488 | 0 | 0 | 0.04189 | 4.0902e-08 | 0.079096 | 0.014194 | 0.24 | 0.7083 | 0 | 0.74773 | 0.0019917 | 0 | #DIV/0! | #DIV/0! | #DIV/0! | #DIV/0! | 0 | 0 | 0 | 0
1985-03-14 | Mar | 14 | 12:00 | 44.96 | 300 | 1220.4725 | 73228.3488 | 0 | 0 | 0.042157 | 4.1382e-08 | 0.078646 | 0.014269 | 0.24 | 0.70907 | 0 | 0.75597 | 0.0019804 | 0 | #DIV/0! | #DIV/0! | #DIV/0! | #DIV/0! | 0 | 0 | 0 | 0
1985-03-14 | Mar | 14 | 13:00 | 48.02 | 320 | 1614.1733 | 96850.3968 | 0 | 0 | 0.042441 | 4.1892e-08 | 0.078169 | 0.014349 | 0.24 | 0.70988 | 0 | 0.76482 | 0.0019684 | 0 | #DIV/0! | #DIV/0! | #DIV/0! | #DIV/0! | 0 | 0 | 0 | 0
1985-03-14 | Mar | 14 | 14:00 | 44.96 | 320 | 1417.3229 | 85039.3728 | 0 | 0 | 0.042157 | 4.1382e-08 | 0.078646 | 0.014269 | 0.24 | 0.70907 | 0 | 0.75597 | 0.0019804 | 0 | #DIV/0! | #DIV/0! | #DIV/0! | #DIV/0! | 0 | 0 | 0 | 0
1985-03-14 | Mar | 14 | 15:00 | 44.96 | 320 | 1122.0473 | 67322.8368 | 0 | 0 | 0.042157 | 4.1382e-08 | 0.078646 | 0.014269 | 0.24 | 0.70907 | 0 | 0.75597 | 0.0019804 | 0 | #DIV/0! | #DIV/0! | #DIV/0! | #DIV/0! | 0 | 0 | 0 | 0
1985-03-14 | Mar | 14 | 16:00 | 46.94 | 330 | 1732.2835 | 103937.0112 | 0 | 0 | 0.042341 | 4.1712e-08 | 0.078337 | 0.01432 | 0.24 | 0.7096 | 0 | 0.76169 | 0.0019726 | 0 | #DIV/0! | #DIV/0! | #DIV/0! | #DIV/0! | 0 | 0 | 0 | 0
1985-03-14 | Mar | 14 | 17:00 | 44.96 | 330 | 1417.3229 | 85039.3728 | 0 | 0 | 0.042157 | 4.1382e-08 | 0.078646 | 0.014269 | 0.24 | 0.70907 | 0 | 0.75597 | 0.0019804 | 0 | #DIV/0! | #DIV/0! | #DIV/0! | #DIV/0! | 0 | 0 | 0 | 0
1985-03-14 | Mar | 14 | 18:00 | 42.98 | 230 | 1220.4725 | 73228.3488 | 0 | 0 | 0.041974 | 4.1052e-08 | 0.078955 | 0.014217 | 0.24 | 0.70854 | 0 | 0.75029 | 0.0019882 | 0 | #DIV/0! | #DIV/0! | #DIV/0! | #DIV/0! | 0 | 0 | 0 | 0
1985-03-14 | Mar | 14 | 19:00 | 39.02 | 330 | 807.0866 | 48425.1984 | 0 | 0 | 0.041675 | 4.0447e-08 | 0.079579 | 0.014115 | 0.24 | 0.70863 | 0 | 0.73902 | 0.0020039 | 0 | #DIV/0! | #DIV/0! | #DIV/0! | #DIV/0! | 0 | 0 | 0 | 0
1985-03-14 | Mar | 14 | 20:00 | 37.04 | 330 | 708.6614 | 42519.6864 | 0 | 0 | 0.041629 | 4.0227e-08 | 0.0799 | 0.014063 | 0.24 | 0.71044 | 0 | 0.73337 | 0.0020119 | 0 | #DIV/0! | #DIV/0! | #DIV/0! | #DIV/0! | 0 | 0 | 0 | 0
1985-03-14 | Mar | 14 | 21:00 | 35.06 | 320 | 708.6614 | 42519.6864 | 0 | 0 | 0.041583 | 4.0007e-08 | 0.08022 | 0.014012 | 0.24 | 0.71226 | 0 | 0.72776 | 0.00202 | 0 | #DIV/0! | #DIV/0! | #DIV/0! | #DIV/0! | 0 | 0 | 0 | 0
1985-03-14 | Mar | 14 | 22:00 | 33.98 | 350 | 807.0866 | 48425.1984 | 0 | 0 | 0.041558 | 3.9887e-08 | 0.080395 | 0.013983 | 0.24 | 0.71327 | 0 | 0.72473 | 0.0020244 | 0 | #DIV/0! | #DIV/0! | #DIV/0! | #DIV/0! | 0 | 0 | 0 | 0
1985-03-14 | Mar | 14 | 23:00 | 33.08 | 320 | 708.6614 | 42519.6864 | 0 | 0 | 0.041537 | 3.9787e-08 | 0.080541 | 0.01396 | 0.24 | 0.7141 | 0 | 0.7222 | 0.0020281 | 0 | #DIV/0! | #DIV/0! | #DIV/0! | #DIV/0! | 0 | 0 | 0 | 0
1985-03-14 | Mar | 14 | 24:00 | 30.92 | 300 | 511.811 | 30708.6624 | 0 | 0 | 0.041487 | 3.9547e-08 | 0.080891 | 0.013904 | 0.24 | 0.71612 | 0 | 0.71619 | 0.002037 | 0 | #DIV/0! | #DIV/0! | #DIV/0! | #DIV/0! | 0 | 0 | 0 | 0
1985-03-15 | Mar | 15 | 1:00 | 30.02 | 300 | 610.2362 | 36614.1744 | 0 | 0 | 0.041466 | 3.9447e-08 | 0.081037 | 0.013881 | 0.24 | 0.71697 | 0 | 0.71369 | 0.0020407 | 0 | #DIV/0! | #DIV/0! | #DIV/0! | #DIV/0! | 0 | 0 | 0 | 0
1985-03-15 | Mar | 15 | 2:00 | 28.94 | 340 | 807.0866 | 48425.1984 | 0 | 0 | 0.041368 | 3.9268e-08 | 0.081219 | 0.013852 | 0.24 | 0.71671 | 0 | 0.71065 | 0.0020452 | 0 | #DIV/0! | #DIV/0! | #DIV/0! | #DIV/0! | 0 | 0 | 0 | 0
1985-03-15 | Mar | 15 | 3:00 | 28.04 | 340 | 610.2362 | 36614.1744 | 0 | 0 | 0.041284 | 3.9118e-08 | 0.081371 | 0.013829 | 0.24 | 0.71648 | 0 | 0.70812 | 0.002049 | 0 | #DIV/0! | #DIV/0! | #DIV/0! | #DIV/0! | 0 | 0 | 0 | 0
1985-03-15 | Mar | 15 | 4:00 | 26.96 | 300 | 413.3858 | 24803.1504 | 0 | 0 | 0.041184 | 3.8938e-08 | 0.081554 | 0.013801 | 0.24 | 0.7162 | 0 | 0.70511 | 0.0020536 | 0 | #DIV/0! | #DIV/0! | #DIV/0! | #DIV/0! | 0 | 0 | 0 | 0
1985-03-15 | Mar | 15 | 5:00 | 26.96 | 290 | 413.3858 | 24803.1504 | 0 | 0 | 0.041184 | 3.8938e-08 | 0.081554 | 0.013801 | 0.24 | 0.7162 | 0 | 0.70511 | 0.0020536 | 0 | #DIV/0! | #DIV/0! | #DIV/0! | #DIV/0! | 0 | 0 | 0 | 0
1985-03-15 | Mar | 15 | 6:00 | 26.06 | 290 | 295.2756 | 17716.536 | 0 | 0 | 0.041101 | 3.8788e-08 | 0.081706 | 0.013778 | 0.24 | 0.71596 | 0 | 0.7026 | 0.0020574 | 0 | #DIV/0! | #DIV/0! | #DIV/0! | #DIV/0! | 0 | 0 | 0 | 0
1985-03-15 | Mar | 15 | 7:00 | 26.06 | 0 | 0 | 0 | 0 | 0 | 0.041101 | 3.8788e-08 | 0.081706 | 0.013778 | 0.24 | 0.71596 | 0 | 0.7026 | 0.0020574 | 0 | #DIV/0! | #DIV/0! | #DIV/0! | #DIV/0! | 0 | 0 | 0 | 0
1985-03-15 | Mar | 15 | 8:00 | 33.08 | 0 | 0 | 0 | 0 | 0 | 0.041537 | 3.9787e-08 | 0.080541 | 0.01396 | 0.24 | 0.7141 | 0 | 0.7222 | 0.0020281 | 0 | #DIV/0! | #DIV/0! | #DIV/0! | #DIV/0! | 0 | 0 | 0 | 0
1985-03-15 | Mar | 15 | 9:00 | 39.02 | 220 | 610.2362 | 36614.1744 | 0 | 0 | 0.041675 | 4.0447e-08 | 0.079579 | 0.014115 | 0.24 | 0.70863 | 0 | 0.73902 | 0.0020039 | 0 | #DIV/0! | #DIV/0! | #DIV/0! | #DIV/0! | 0 | 0 | 0 | 0
1985-03-15 | Mar | 15 | 10:00 | 42.98 | 240 | 511.811 | 30708.6624 | 0 | 0 | 0.041974 | 4.1052e-08 | 0.078955 | 0.014217 | 0.24 | 0.70854 | 0 | 0.75029 | 0.0019882 | 0 | #DIV/0! | #DIV/0! | #DIV/0! | #DIV/0! | 0 | 0 | 0 | 0
1985-03-15 | Mar | 15 | 11:00 | 42.08 | 270 | 708.6614 | 42519.6864 | 0 | 0 | 0.04189 | 4.0902e-08 | 0.079096 | 0.014194 | 0.24 | 0.7083 | 0 | 0.74773 | 0.0019917 | 0 | #DIV/0! | #DIV/0! | #DIV/0! | #DIV/0! | 0 | 0 | 0 | 0
1985-03-15 | Mar | 15 | 12:00 | 44.06 | 270 | 905.5118 | 54330.7104 | 0 | 0 | 0.042074 | 4.1232e-08 | 0.078787 | 0.014246 | 0.24 | 0.70883 | 0 | 0.75338 | 0.0019839 | 0 | #DIV/0! | #DIV/0! | #DIV/0! | #DIV/0! | 0 | 0 | 0 | 0
1985-03-15 | Mar | 15 | 13:00 | 46.04 | 270 | 610.2362 | 36614.1744 | 0 | 0 | 0.042257 | 4.1562e-08 | 0.078478 | 0.014297 | 0.24 | 0.70936 | 0 | 0.75908 | 0.0019761 | 0 | #DIV/0! | #DIV/0! | #DIV/0! | #DIV/0! | 0 | 0 | 0 | 0
1985-03-15 | Mar | 15 | 14:00 | 46.94 | 190 | 413.3858 | 24803.1504 | 0 | 0 | 0.042341 | 4.1712e-08 | 0.078337 | 0.01432 | 0.24 | 0.7096 | 0 | 0.76169 | 0.0019726 | 0 | #DIV/0! | #DIV/0! | #DIV/0! | #DIV/0! | 0 | 0 | 0 | 0
1985-03-15 | Mar | 15 | 15:00 | 46.94 | 270 | 1023.6221 | 61417.3248 | 0 | 0 | 0.042341 | 4.1712e-08 | 0.078337 | 0.01432 | 0.24 | 0.7096 | 0 | 0.76169 | 0.0019726 | 0 | #DIV/0! | #DIV/0! | #DIV/0! | #DIV/0! | 0 | 0 | 0 | 0
1985-03-15 | Mar | 15 | 16:00 | 48.02 | 190 | 807.0866 | 48425.1984 | 0 | 0 | 0.042441 | 4.1892e-08 | 0.078169 | 0.014349 | 0.24 | 0.70988 | 0 | 0.76482 | 0.0019684 | 0 | #DIV/0! | #DIV/0! | #DIV/0! | #DIV/0! | 0 | 0 | 0 | 0
1985-03-15 | Mar | 15 | 17:00 | 46.94 | 240 | 807.0866 | 48425.1984 | 0 | 0 | 0.042341 | 4.1712e-08 | 0.078337 | 0.01432 | 0.24 | 0.7096 | 0 | 0.76169 | 0.0019726 | 0 | #DIV/0! | #DIV/0! | #DIV/0! | #DIV/0! | 0 | 0 | 0 | 0
1985-03-15 | Mar | 15 | 18:00 | 42.98 | 210 | 807.0866 | 48425.1984 | 0 | 0 | 0.041974 | 4.1052e-08 | 0.078955 | 0.014217 | 0.24 | 0.70854 | 0 | 0.75029 | 0.0019882 | 0 | #DIV/0! | #DIV/0! | #DIV/0! | #DIV/0! | 0 | 0 | 0 | 0
1985-03-15 | Mar | 15 | 19:00 | 37.94 | 210 | 708.6614 | 42519.6864 | 0 | 0 | 0.04165 | 4.0327e-08 | 0.079754 | 0.014086 | 0.24 | 0.70961 | 0 | 0.73593 | 0.0020083 | 0 | #DIV/0! | #DIV/0! | #DIV/0! | #DIV/0! | 0 | 0 | 0 | 0
1985-03-15 | Mar | 15 | 20:00 | 37.04 | 190 | 708.6614 | 42519.6864 | 0 | 0 | 0.041629 | 4.0227e-08 | 0.0799 | 0.014063 | 0.24 | 0.71044 | 0 | 0.73337 | 0.0020119 | 0 | #DIV/0! | #DIV/0! | #DIV/0! | #DIV/0! | 0 | 0 | 0 | 0
1985-03-15 | Mar | 15 | 21:00 | 37.04 | 190 | 708.6614 | 42519.6864 | 0 | 0 | 0.041629 | 4.0227e-08 | 0.0799 | 0.014063 | 0.24 | 0.71044 | 0 | 0.73337 | 0.0020119 | 0 | #DIV/0! | #DIV/0! | #DIV/0! | #DIV/0! | 0 | 0 | 0 | 0
1985-03-15 | Mar | 15 | 22:00 | 35.96 | 220 | 708.6614 | 42519.6864 | 0 | 0 | 0.041604 | 4.0107e-08 | 0.080074 | 0.014035 | 0.24 | 0.71143 | 0 | 0.73031 | 0.0020163 | 0 | #DIV/0! | #DIV/0! | #DIV/0! | #DIV/0! | 0 | 0 | 0 | 0
1985-03-15 | Mar | 15 | 23:00 | 35.96 | 210 | 708.6614 | 42519.6864 | 0 | 0 | 0.041604 | 4.0107e-08 | 0.080074 | 0.014035 | 0.24 | 0.71143 | 0 | 0.73031 | 0.0020163 | 0 | #DIV/0! | #DIV/0! | #DIV/0! | #DIV/0! | 0 | 0 | 0 | 0
1985-03-15 | Mar | 15 | 24:00 | 35.96 | 190 | 610.2362 | 36614.1744 | 0 | 0 | 0.041604 | 4.0107e-08 | 0.080074 | 0.014035 | 0.24 | 0.71143 | 0 | 0.73031 | 0.0020163 | 0 | #DIV/0! | #DIV/0! | #DIV/0! | #DIV/0! | 0 | 0 | 0 | 0
1985-03-16 | Mar | 16 | 1:00 | 35.06 | 220 | 511.811 | 30708.6624 | 0 | 0 | 0.041583 | 4.0007e-08 | 0.08022 | 0.014012 | 0.24 | 0.71226 | 0 | 0.72776 | 0.00202 | 0 | #DIV/0! | #DIV/0! | #DIV/0! | #DIV/0! | 0 | 0 | 0 | 0
1985-03-16 | Mar | 16 | 2:00 | 33.98 | 210 | 708.6614 | 42519.6864 | 0 | 0 | 0.041558 | 3.9887e-08 | 0.080395 | 0.013983 | 0.24 | 0.71327 | 0 | 0.72473 | 0.0020244 | 0 | #DIV/0! | #DIV/0! | #DIV/0! | #DIV/0! | 0 | 0 | 0 | 0
1985-03-16 | Mar | 16 | 3:00 | 33.98 | 200 | 708.6614 | 42519.6864 | 0 | 0 | 0.041558 | 3.9887e-08 | 0.080395 | 0.013983 | 0.24 | 0.71327 | 0 | 0.72473 | 0.0020244 | 0 | #DIV/0! | #DIV/0! | #DIV/0! | #DIV/0! | 0 | 0 | 0 | 0
1985-03-16 | Mar | 16 | 4:00 | 35.06 | 220 | 807.0866 | 48425.1984 | 0 | 0 | 0.041583 | 4.0007e-08 | 0.08022 | 0.014012 | 0.24 | 0.71226 | 0 | 0.72776 | 0.00202 | 0 | #DIV/0! | #DIV/0! | #DIV/0! | #DIV/0! | 0 | 0 | 0 | 0
1985-03-16 | Mar | 16 | 5:00 | 35.06 | 220 | 1023.6221 | 61417.3248 | 0 | 0 | 0.041583 | 4.0007e-08 | 0.08022 | 0.014012 | 0.24 | 0.71226 | 0 | 0.72776 | 0.00202 | 0 | #DIV/0! | #DIV/0! | #DIV/0! | #DIV/0! | 0 | 0 | 0 | 0
1985-03-16 | Mar | 16 | 6:00 | 35.96 | 220 | 1122.0473 | 67322.8368 | 0 | 0 | 0.041604 | 4.0107e-08 | 0.080074 | 0.014035 | 0.24 | 0.71143 | 0 | 0.73031 | 0.0020163 | 0 | #DIV/0! | #DIV/0! | #DIV/0! | #DIV/0! | 0 | 0 | 0 | 0
1985-03-16 | Mar | 16 | 7:00 | 37.04 | 220 | 1220.4725 | 73228.3488 | 0 | 0 | 0.041629 | 4.0227e-08 | 0.0799 | 0.014063 | 0.24 | 0.71044 | 0 | 0.73337 | 0.0020119 | 0 | #DIV/0! | #DIV/0! | #DIV/0! | #DIV/0! | 0 | 0 | 0 | 0
1985-03-16 | Mar | 16 | 8:00 | 39.92 | 220 | 1732.2835 | 103937.0112 | 0 | 0 | 0.041696 | 4.0547e-08 | 0.079433 | 0.014138 | 0.24 | 0.70781 | 0 | 0.74161 | 0.0020003 | 0 | #DIV/0! | #DIV/0! | #DIV/0! | #DIV/0! | 0 | 0 | 0 | 0
1985-03-16 | Mar | 16 | 9:00 | 42.08 | 250 | 1929.1339 | 115748.0352 | 0 | 0 | 0.04189 | 4.0902e-08 | 0.079096 | 0.014194 | 0.24 | 0.7083 | 0 | 0.74773 | 0.0019917 | 0 | #DIV/0! | #DIV/0! | #DIV/0! | #DIV/0! | 0 | 0 | 0 | 0
1985-03-16 | Mar | 16 | 10:00 | 42.98 | 290 | 2027.5591 | 121653.5472 | 0 | 0 | 0.041974 | 4.1052e-08 | 0.078955 | 0.014217 | 0.24 | 0.70854 | 0 | 0.75029 | 0.0019882 | 0 | #DIV/0! | #DIV/0! | #DIV/0! | #DIV/0! | 0 | 0 | 0 | 0
1985-03-16 | Mar | 16 | 11:00 | 44.96 | 290 | 1830.7087 | 109842.5232 | 0 | 0 | 0.042157 | 4.1382e-08 | 0.078646 | 0.014269 | 0.24 | 0.70907 | 0 | 0.75597 | 0.0019804 | 0 | #DIV/0! | #DIV/0! | #DIV/0! | #DIV/0! | 0 | 0 | 0 | 0
1985-03-16 | Mar | 16 | 12:00 | 46.94 | 290 | 1515.7481 | 90944.8848 | 0 | 0 | 0.042341 | 4.1712e-08 | 0.078337 | 0.01432 | 0.24 | 0.7096 | 0 | 0.76169 | 0.0019726 | 0 | #DIV/0! | #DIV/0! | #DIV/0! | #DIV/0! | 0 | 0 | 0 | 0
1985-03-16 | Mar | 16 | 13:00 | 50 | 310 | 1417.3229 | 85039.3728 | 0 | 0 | 0.042624 | 4.2222e-08 | 0.07786 | 0.0144 | 0.24 | 0.7104 | 0 | 0.77061 | 0.0019608 | 0 | #DIV/0! | #DIV/0! | #DIV/0! | #DIV/0! | 0 | 0 | 0 | 0
1985-03-16 | Mar | 16 | 14:00 | 48.92 | 300 | 1929.1339 | 115748.0352 | 0 | 0 | 0.042524 | 4.2042e-08 | 0.078028 | 0.014372 | 0.24 | 0.71012 | 0 | 0.76745 | 0.0019649 | 0 | #DIV/0! | #DIV/0! | #DIV/0! | #DIV/0! | 0 | 0 | 0 | 0
1985-03-16 | Mar | 16 | 15:00 | 46.04 | 330 | 2027.5591 | 121653.5472 | 0 | 0 | 0.042257 | 4.1562e-08 | 0.078478 | 0.014297 | 0.24 | 0.70936 | 0 | 0.75908 | 0.0019761 | 0 | #DIV/0! | #DIV/0! | #DIV/0! | #DIV/0! | 0 | 0 | 0 | 0
1985-03-16 | Mar | 16 | 16:00 | 46.04 | 320 | 1830.7087 | 109842.5232 | 0 | 0 | 0.042257 | 4.1562e-08 | 0.078478 | 0.014297 | 0.24 | 0.70936 | 0 | 0.75908 | 0.0019761 | 0 | #DIV/0! | #DIV/0! | #DIV/0! | #DIV/0! | 0 | 0 | 0 | 0
1985-03-16 | Mar | 16 | 17:00 | 46.04 | 330 | 2224.4095 | 133464.5712 | 0 | 0 | 0.042257 | 4.1562e-08 | 0.078478 | 0.014297 | 0.24 | 0.70936 | 0 | 0.75908 | 0.0019761 | 0 | #DIV/0! | #DIV/0! | #DIV/0! | #DIV/0! | 0 | 0 | 0 | 0
1985-03-16 | Mar | 16 | 18:00 | 42.08 | 330 | 1614.1733 | 96850.3968 | 0 | 0 | 0.04189 | 4.0902e-08 | 0.079096 | 0.014194 | 0.24 | 0.7083 | 0 | 0.74773 | 0.0019917 | 0 | #DIV/0! | #DIV/0! | #DIV/0! | #DIV/0! | 0 | 0 | 0 | 0
1985-03-16 | Mar | 16 | 19:00 | 37.04 | 330 | 905.5118 | 54330.7104 | 0 | 0 | 0.041629 | 4.0227e-08 | 0.0799 | 0.014063 | 0.24 | 0.71044 | 0 | 0.73337 | 0.0020119 | 0 | #DIV/0! | #DIV/0! | #DIV/0! | #DIV/0! | 0 | 0 | 0 | 0
1985-03-16 | Mar | 16 | 20:00 | 35.96 | 350 | 807.0866 | 48425.1984 | 0 | 0 | 0.041604 | 4.0107e-08 | 0.080074 | 0.014035 | 0.24 | 0.71143 | 0 | 0.73031 | 0.0020163 | 0 | #DIV/0! | #DIV/0! | #DIV/0! | #DIV/0! | 0 | 0 | 0 | 0
1985-03-16 | Mar | 16 | 21:00 | 33.08 | 280 | 708.6614 | 42519.6864 | 0 | 0 | 0.041537 | 3.9787e-08 | 0.080541 | 0.01396 | 0.24 | 0.7141 | 0 | 0.7222 | 0.0020281 | 0 | #DIV/0! | #DIV/0! | #DIV/0! | #DIV/0! | 0 | 0 | 0 | 0
1985-03-16 | Mar | 16 | 22:00 | 30.92 | 270 | 708.6614 | 42519.6864 | 0 | 0 | 0.041487 | 3.9547e-08 | 0.080891 | 0.013904 | 0.24 | 0.71612 | 0 | 0.71619 | 0.002037 | 0 | #DIV/0! | #DIV/0! | #DIV/0! | #DIV/0! | 0 | 0 | 0 | 0
1985-03-16 | Mar | 16 | 23:00 | 30.02 | 260 | 807.0866 | 48425.1984 | 0 | 0 | 0.041466 | 3.9447e-08 | 0.081037 | 0.013881 | 0.24 | 0.71697 | 0 | 0.71369 | 0.0020407 | 0 | #DIV/0! | #DIV/0! | #DIV/0! | #DIV/0! | 0 | 0 | 0 | 0
1985-03-16 | Mar | 16 | 24:00 | 30.02 | 270 | 610.2362 | 36614.1744 | 0 | 0 | 0.041466 | 3.9447e-08 | 0.081037 | 0.013881 | 0.24 | 0.71697 | 0 | 0.71369 | 0.0020407 | 0 | #DIV/0! | #DIV/0! | #DIV/0! | #DIV/0! | 0 | 0 | 0 | 0
1985-03-17 | Mar | 17 | 1:00 | 30.92 | 270 | 610.2362 | 36614.1744 | 0 | 0 | 0.041487 | 3.9547e-08 | 0.080891 | 0.013904 | 0.24 | 0.71612 | 0 | 0.71619 | 0.002037 | 0 | #DIV/0! | #DIV/0! | #DIV/0! | #DIV/0! | 0 | 0 | 0 | 0
1985-03-17 | Mar | 17 | 2:00 | 32 | 280 | 708.6614 | 42519.6864 | 0 | 0 | 0.041512 | 3.9667e-08 | 0.080716 | 0.013932 | 0.24 | 0.71511 | 0 | 0.71919 | 0.0020325 | 0 | #DIV/0! | #DIV/0! | #DIV/0! | #DIV/0! | 0 | 0 | 0 | 0
1985-03-17 | Mar | 17 | 3:00 | 32 | 290 | 807.0866 | 48425.1984 | 0 | 0 | 0.041512 | 3.9667e-08 | 0.080716 | 0.013932 | 0.24 | 0.71511 | 0 | 0.71919 | 0.0020325 | 0 | #DIV/0! | #DIV/0! | #DIV/0! | #DIV/0! | 0 | 0 | 0 | 0
1985-03-17 | Mar | 17 | 4:00 | 30.92 | 290 | 708.6614 | 42519.6864 | 0 | 0 | 0.041487 | 3.9547e-08 | 0.080891 | 0.013904 | 0.24 | 0.71612 | 0 | 0.71619 | 0.002037 | 0 | #DIV/0! | #DIV/0! | #DIV/0! | #DIV/0! | 0 | 0 | 0 | 0
1985-03-17 | Mar | 17 | 5:00 | 30.92 | 300 | 708.6614 | 42519.6864 | 0 | 0 | 0.041487 | 3.9547e-08 | 0.080891 | 0.013904 | 0.24 | 0.71612 | 0 | 0.71619 | 0.002037 | 0 | #DIV/0! | #DIV/0! | #DIV/0! | #DIV/0! | 0 | 0 | 0 | 0
1985-03-17 | Mar | 17 | 6:00 | 30.92 | 310 | 1023.6221 | 61417.3248 | 0 | 0 | 0.041487 | 3.9547e-08 | 0.080891 | 0.013904 | 0.24 | 0.71612 | 0 | 0.71619 | 0.002037 | 0 | #DIV/0! | #DIV/0! | #DIV/0! | #DIV/0! | 0 | 0 | 0 | 0
1985-03-17 | Mar | 17 | 7:00 | 30.92 | 330 | 905.5118 | 54330.7104 | 0 | 0 | 0.041487 | 3.9547e-08 | 0.080891 | 0.013904 | 0.24 | 0.71612 | 0 | 0.71619 | 0.002037 | 0 | #DIV/0! | #DIV/0! | #DIV/0! | #DIV/0! | 0 | 0 | 0 | 0
1985-03-17 | Mar | 17 | 8:00 | 33.98 | 360 | 807.0866 | 48425.1984 | 0 | 0 | 0.041558 | 3.9887e-08 | 0.080395 | 0.013983 | 0.24 | 0.71327 | 0 | 0.72473 | 0.0020244 | 0 | #DIV/0! | #DIV/0! | #DIV/0! | #DIV/0! | 0 | 0 | 0 | 0
1985-03-17 | Mar | 17 | 9:00 | 35.06 | 20 | 807.0866 | 48425.1984 | 0 | 0 | 0.041583 | 4.0007e-08 | 0.08022 | 0.014012 | 0.24 | 0.71226 | 0 | 0.72776 | 0.00202 | 0 | #DIV/0! | #DIV/0! | #DIV/0! | #DIV/0! | 0 | 0 | 0 | 0
1985-03-17 | Mar | 17 | 10:00 | 33.98 | 40 | 1318.8977 | 79133.8608 | 0 | 0 | 0.041558 | 3.9887e-08 | 0.080395 | 0.013983 | 0.24 | 0.71327 | 0 | 0.72473 | 0.0020244 | 0 | #DIV/0! | #DIV/0! | #DIV/0! | #DIV/0! | 0 | 0 | 0 | 0
1985-03-17 | Mar | 17 | 11:00 | 35.96 | 10 | 1220.4725 | 73228.3488 | 0 | 0 | 0.041604 | 4.0107e-08 | 0.080074 | 0.014035 | 0.24 | 0.71143 | 0 | 0.73031 | 0.0020163 | 0 | #DIV/0! | #DIV/0! | #DIV/0! | #DIV/0! | 0 | 0 | 0 | 0
1985-03-17 | Mar | 17 | 12:00 | 35.06 | 10 | 1614.1733 | 96850.3968 | 0 | 0 | 0.041583 | 4.0007e-08 | 0.08022 | 0.014012 | 0.24 | 0.71226 | 0 | 0.72776 | 0.00202 | 0 | #DIV/0! | #DIV/0! | #DIV/0! | #DIV/0! | 0 | 0 | 0 | 0
1985-03-17 | Mar | 17 | 13:00 | 35.96 | 30 | 1732.2835 | 103937.0112 | 0 | 0 | 0.041604 | 4.0107e-08 | 0.080074 | 0.014035 | 0.24 | 0.71143 | 0 | 0.73031 | 0.0020163 | 0 | #DIV/0! | #DIV/0! | #DIV/0! | #DIV/0! | 0 | 0 | 0 | 0
1985-03-17 | Mar | 17 | 14:00 | 35.06 | 30 | 1732.2835 | 103937.0112 | 0 | 0 | 0.041583 | 4.0007e-08 | 0.08022 | 0.014012 | 0.24 | 0.71226 | 0 | 0.72776 | 0.00202 | 0 | #DIV/0! | #DIV/0! | #DIV/0! | #DIV/0! | 0 | 0 | 0 | 0
1985-03-17 | Mar | 17 | 15:00 | 33.98 | 40 | 1515.7481 | 90944.8848 | 0 | 0 | 0.041558 | 3.9887e-08 | 0.080395 | 0.013983 | 0.24 | 0.71327 | 0 | 0.72473 | 0.0020244 | 0 | #DIV/0! | #DIV/0! | #DIV/0! | #DIV/0! | 0 | 0 | 0 | 0
1985-03-17 | Mar | 17 | 16:00 | 33.08 | 40 | 1929.1339 | 115748.0352 | 0 | 0 | 0.041537 | 3.9787e-08 | 0.080541 | 0.01396 | 0.24 | 0.7141 | 0 | 0.7222 | 0.0020281 | 0 | #DIV/0! | #DIV/0! | #DIV/0! | #DIV/0! | 0 | 0 | 0 | 0
1985-03-17 | Mar | 17 | 17:00 | 32 | 40 | 1732.2835 | 103937.0112 | 0 | 0 | 0.041512 | 3.9667e-08 | 0.080716 | 0.013932 | 0.24 | 0.71511 | 0 | 0.71919 | 0.0020325 | 0 | #DIV/0! | #DIV/0! | #DIV/0! | #DIV/0! | 0 | 0 | 0 | 0
1985-03-17 | Mar | 17 | 18:00 | 28.04 | 40 | 1830.7087 | 109842.5232 | 0 | 0 | 0.041284 | 3.9118e-08 | 0.081371 | 0.013829 | 0.24 | 0.71648 | 0 | 0.70812 | 0.002049 | 0 | #DIV/0! | #DIV/0! | #DIV/0! | #DIV/0! | 0 | 0 | 0 | 0
1985-03-17 | Mar | 17 | 19:00 | 26.06 | 40 | 1318.8977 | 79133.8608 | 0 | 0 | 0.041101 | 3.8788e-08 | 0.081706 | 0.013778 | 0.24 | 0.71596 | 0 | 0.7026 | 0.0020574 | 0 | #DIV/0! | #DIV/0! | #DIV/0! | #DIV/0! | 0 | 0 | 0 | 0
1985-03-17 | Mar | 17 | 20:00 | 24.98 | 10 | 1023.6221 | 61417.3248 | 0 | 0 | 0.041001 | 3.8608e-08 | 0.081888 | 0.013749 | 0.24 | 0.71568 | 0 | 0.6996 | 0.0020619 | 0 | #DIV/0! | #DIV/0! | #DIV/0! | #DIV/0! | 0 | 0 | 0 | 0
1985-03-17 | Mar | 17 | 21:00 | 24.98 | 10 | 807.0866 | 48425.1984 | 0 | 0 | 0.041001 | 3.8608e-08 | 0.081888 | 0.013749 | 0.24 | 0.71568 | 0 | 0.6996 | 0.0020619 | 0 | #DIV/0! | #DIV/0! | #DIV/0! | #DIV/0! | 0 | 0 | 0 | 0
1985-03-17 | Mar | 17 | 22:00 | 21.92 | 330 | 511.811 | 30708.6624 | 0 | 0 | 0.040717 | 3.8098e-08 | 0.082406 | 0.01367 | 0.24 | 0.71486 | 0 | 0.69119 | 0.002075 | 0 | #DIV/0! | #DIV/0! | #DIV/0! | #DIV/0! | 0 | 0 | 0 | 0
1985-03-17 | Mar | 17 | 23:00 | 21.92 | 310 | 295.2756 | 17716.536 | 0 | 0 | 0.040717 | 3.8098e-08 | 0.082406 | 0.01367 | 0.24 | 0.71486 | 0 | 0.69119 | 0.002075 | 0 | #DIV/0! | #DIV/0! | #DIV/0! | #DIV/0! | 0 | 0 | 0 | 0
1985-03-17 | Mar | 17 | 24:00 | 21.02 | 290 | 413.3858 | 24803.1504 | 0 | 0 | 0.040634 | 3.7948e-08 | 0.082558 | 0.013647 | 0.24 | 0.71462 | 0 | 0.68874 | 0.0020789 | 0 | #DIV/0! | #DIV/0! | #DIV/0! | #DIV/0! | 0 | 0 | 0 | 0
1985-03-18 | Mar | 18 | 1:00 | 19.94 | 300 | 295.2756 | 17716.536 | 0 | 0 | 0.040535 | 3.7769e-08 | 0.082741 | 0.013618 | 0.24 | 0.71436 | 0 | 0.6858 | 0.0020836 | 0 | #DIV/0! | #DIV/0! | #DIV/0! | #DIV/0! | 0 | 0 | 0 | 0
1985-03-18 | Mar | 18 | 2:00 | 19.04 | 0 | 0 | 0 | 0 | 0 | 0.040473 | 3.7644e-08 | 0.082899 | 0.013595 | 0.24 | 0.71448 | 0 | 0.68331 | 0.0020875 | 0 | #DIV/0! | #DIV/0! | #DIV/0! | #DIV/0! | 0 | 0 | 0 | 0
1985-03-18 | Mar | 18 | 3:00 | 17.96 | 290 | 511.811 | 30708.6624 | 0 | 0 | 0.040397 | 3.7494e-08 | 0.083089 | 0.013567 | 0.24 | 0.71463 | 0 | 0.68034 | 0.0020922 | 0 | #DIV/0! | #DIV/0! | #DIV/0! | #DIV/0! | 0 | 0 | 0 | 0
1985-03-18 | Mar | 18 | 4:00 | 19.04 | 0 | 0 | 0 | 0 | 0 | 0.040473 | 3.7644e-08 | 0.082899 | 0.013595 | 0.24 | 0.71448 | 0 | 0.68331 | 0.0020875 | 0 | #DIV/0! | #DIV/0! | #DIV/0! | #DIV/0! | 0 | 0 | 0 | 0
1985-03-18 | Mar | 18 | 5:00 | 17.96 | 0 | 0 | 0 | 0 | 0 | 0.040397 | 3.7494e-08 | 0.083089 | 0.013567 | 0.24 | 0.71463 | 0 | 0.68034 | 0.0020922 | 0 | #DIV/0! | #DIV/0! | #DIV/0! | #DIV/0! | 0 | 0 | 0 | 0
1985-03-18 | Mar | 18 | 6:00 | 17.96 | 220 | 295.2756 | 17716.536 | 0 | 0 | 0.040397 | 3.7494e-08 | 0.083089 | 0.013567 | 0.24 | 0.71463 | 0 | 0.68034 | 0.0020922 | 0 | #DIV/0! | #DIV/0! | #DIV/0! | #DIV/0! | 0 | 0 | 0 | 0
1985-03-18 | Mar | 18 | 7:00 | 21.02 | 0 | 0 | 0 | 0 | 0 | 0.040634 | 3.7948e-08 | 0.082558 | 0.013647 | 0.24 | 0.71462 | 0 | 0.68874 | 0.0020789 | 0 | #DIV/0! | #DIV/0! | #DIV/0! | #DIV/0! | 0 | 0 | 0 | 0
1985-03-18 | Mar | 18 | 8:00 | 26.96 | 240 | 610.2362 | 36614.1744 | 0 | 0 | 0.041184 | 3.8938e-08 | 0.081554 | 0.013801 | 0.24 | 0.7162 | 0 | 0.70511 | 0.0020536 | 0 | #DIV/0! | #DIV/0! | #DIV/0! | #DIV/0! | 0 | 0 | 0 | 0
1985-03-18 | Mar | 18 | 9:00 | 30.92 | 220 | 708.6614 | 42519.6864 | 0 | 0 | 0.041487 | 3.9547e-08 | 0.080891 | 0.013904 | 0.24 | 0.71612 | 0 | 0.71619 | 0.002037 | 0 | #DIV/0! | #DIV/0! | #DIV/0! | #DIV/0! | 0 | 0 | 0 | 0
1985-03-18 | Mar | 18 | 10:00 | 35.06 | 220 | 610.2362 | 36614.1744 | 0 | 0 | 0.041583 | 4.0007e-08 | 0.08022 | 0.014012 | 0.24 | 0.71226 | 0 | 0.72776 | 0.00202 | 0 | #DIV/0! | #DIV/0! | #DIV/0! | #DIV/0! | 0 | 0 | 0 | 0
1985-03-18 | Mar | 18 | 11:00 | 37.94 | 200 | 708.6614 | 42519.6864 | 0 | 0 | 0.04165 | 4.0327e-08 | 0.079754 | 0.014086 | 0.24 | 0.70961 | 0 | 0.73593 | 0.0020083 | 0 | #DIV/0! | #DIV/0! | #DIV/0! | #DIV/0! | 0 | 0 | 0 | 0
1985-03-18 | Mar | 18 | 12:00 | 41 | 210 | 1220.4725 | 73228.3488 | 0 | 0 | 0.04179 | 4.0722e-08 | 0.079264 | 0.014166 | 0.24 | 0.70801 | 0 | 0.74466 | 0.001996 | 0 | #DIV/0! | #DIV/0! | #DIV/0! | #DIV/0! | 0 | 0 | 0 | 0
1985-03-18 | Mar | 18 | 13:00 | 42.08 | 200 | 905.5118 | 54330.7104 | 0 | 0 | 0.04189 | 4.0902e-08 | 0.079096 | 0.014194 | 0.24 | 0.7083 | 0 | 0.74773 | 0.0019917 | 0 | #DIV/0! | #DIV/0! | #DIV/0! | #DIV/0! | 0 | 0 | 0 | 0
1985-03-18 | Mar | 18 | 14:00 | 44.06 | 210 | 1023.6221 | 61417.3248 | 0 | 0 | 0.042074 | 4.1232e-08 | 0.078787 | 0.014246 | 0.24 | 0.70883 | 0 | 0.75338 | 0.0019839 | 0 | #DIV/0! | #DIV/0! | #DIV/0! | #DIV/0! | 0 | 0 | 0 | 0
1985-03-18 | Mar | 18 | 15:00 | 44.96 | 200 | 1318.8977 | 79133.8608 | 0 | 0 | 0.042157 | 4.1382e-08 | 0.078646 | 0.014269 | 0.24 | 0.70907 | 0 | 0.75597 | 0.0019804 | 0 | #DIV/0! | #DIV/0! | #DIV/0! | #DIV/0! | 0 | 0 | 0 | 0
1985-03-18 | Mar | 18 | 16:00 | 44.96 | 180 | 1515.7481 | 90944.8848 | 0 | 0 | 0.042157 | 4.1382e-08 | 0.078646 | 0.014269 | 0.24 | 0.70907 | 0 | 0.75597 | 0.0019804 | 0 | #DIV/0! | #DIV/0! | #DIV/0! | #DIV/0! | 0 | 0 | 0 | 0
1985-03-18 | Mar | 18 | 17:00 | 42.98 | 190 | 1614.1733 | 96850.3968 | 0 | 0 | 0.041974 | 4.1052e-08 | 0.078955 | 0.014217 | 0.24 | 0.70854 | 0 | 0.75029 | 0.0019882 | 0 | #DIV/0! | #DIV/0! | #DIV/0! | #DIV/0! | 0 | 0 | 0 | 0
1985-03-18 | Mar | 18 | 18:00 | 39.92 | 190 | 1515.7481 | 90944.8848 | 0 | 0 | 0.041696 | 4.0547e-08 | 0.079433 | 0.014138 | 0.24 | 0.70781 | 0 | 0.74161 | 0.0020003 | 0 | #DIV/0! | #DIV/0! | #DIV/0! | #DIV/0! | 0 | 0 | 0 | 0
1985-03-18 | Mar | 18 | 19:00 | 37.94 | 180 | 1318.8977 | 79133.8608 | 0 | 0 | 0.04165 | 4.0327e-08 | 0.079754 | 0.014086 | 0.24 | 0.70961 | 0 | 0.73593 | 0.0020083 | 0 | #DIV/0! | #DIV/0! | #DIV/0! | #DIV/0! | 0 | 0 | 0 | 0
1985-03-18 | Mar | 18 | 20:00 | 37.04 | 190 | 1318.8977 | 79133.8608 | 0 | 0 | 0.041629 | 4.0227e-08 | 0.0799 | 0.014063 | 0.24 | 0.71044 | 0 | 0.73337 | 0.0020119 | 0 | #DIV/0! | #DIV/0! | #DIV/0! | #DIV/0! | 0 | 0 | 0 | 0
1985-03-18 | Mar | 18 | 21:00 | 37.94 | 190 | 1318.8977 | 79133.8608 | 0 | 0 | 0.04165 | 4.0327e-08 | 0.079754 | 0.014086 | 0.24 | 0.70961 | 0 | 0.73593 | 0.0020083 | 0 | #DIV/0! | #DIV/0! | #DIV/0! | #DIV/0! | 0 | 0 | 0 | 0
1985-03-18 | Mar | 18 | 22:00 | 39.02 | 180 | 1417.3229 | 85039.3728 | 0 | 0 | 0.041675 | 4.0447e-08 | 0.079579 | 0.014115 | 0.24 | 0.70863 | 0 | 0.73902 | 0.0020039 | 0 | #DIV/0! | #DIV/0! | #DIV/0! | #DIV/0! | 0 | 0 | 0 | 0
1985-03-18 | Mar | 18 | 23:00 | 37.94 | 190 | 1023.6221 | 61417.3248 | 0 | 0 | 0.04165 | 4.0327e-08 | 0.079754 | 0.014086 | 0.24 | 0.70961 | 0 | 0.73593 | 0.0020083 | 0 | #DIV/0! | #DIV/0! | #DIV/0! | #DIV/0! | 0 | 0 | 0 | 0
1985-03-18 | Mar | 18 | 24:00 | 37.94 | 200 | 1220.4725 | 73228.3488 | 0 | 0 | 0.04165 | 4.0327e-08 | 0.079754 | 0.014086 | 0.24 | 0.70961 | 0 | 0.73593 | 0.0020083 | 0 | #DIV/0! | #DIV/0! | #DIV/0! | #DIV/0! | 0 | 0 | 0 | 0
1985-03-19 | Mar | 19 | 1:00 | 37.94 | 190 | 1220.4725 | 73228.3488 | 0 | 0 | 0.04165 | 4.0327e-08 | 0.079754 | 0.014086 | 0.24 | 0.70961 | 0 | 0.73593 | 0.0020083 | 0 | #DIV/0! | #DIV/0! | #DIV/0! | #DIV/0! | 0 | 0 | 0 | 0
1985-03-19 | Mar | 19 | 2:00 | 37.04 | 190 | 1023.6221 | 61417.3248 | 0 | 0 | 0.041629 | 4.0227e-08 | 0.0799 | 0.014063 | 0.24 | 0.71044 | 0 | 0.73337 | 0.0020119 | 0 | #DIV/0! | #DIV/0! | #DIV/0! | #DIV/0! | 0 | 0 | 0 | 0
1985-03-19 | Mar | 19 | 3:00 | 37.94 | 220 | 1614.1733 | 96850.3968 | 0 | 0 | 0.04165 | 4.0327e-08 | 0.079754 | 0.014086 | 0.24 | 0.70961 | 0 | 0.73593 | 0.0020083 | 0 | #DIV/0! | #DIV/0! | #DIV/0! | #DIV/0! | 0 | 0 | 0 | 0
1985-03-19 | Mar | 19 | 4:00 | 39.02 | 240 | 1515.7481 | 90944.8848 | 0 | 0 | 0.041675 | 4.0447e-08 | 0.079579 | 0.014115 | 0.24 | 0.70863 | 0 | 0.73902 | 0.0020039 | 0 | #DIV/0! | #DIV/0! | #DIV/0! | #DIV/0! | 0 | 0 | 0 | 0
1985-03-19 | Mar | 19 | 5:00 | 41 | 230 | 1417.3229 | 85039.3728 | 0 | 0 | 0.04179 | 4.0722e-08 | 0.079264 | 0.014166 | 0.24 | 0.70801 | 0 | 0.74466 | 0.001996 | 0 | #DIV/0! | #DIV/0! | #DIV/0! | #DIV/0! | 0 | 0 | 0 | 0
1985-03-19 | Mar | 19 | 6:00 | 41 | 240 | 1417.3229 | 85039.3728 | 0 | 0 | 0.04179 | 4.0722e-08 | 0.079264 | 0.014166 | 0.24 | 0.70801 | 0 | 0.74466 | 0.001996 | 0 | #DIV/0! | #DIV/0! | #DIV/0! | #DIV/0! | 0 | 0 | 0 | 0
1985-03-19 | Mar | 19 | 7:00 | 42.08 | 240 | 1318.8977 | 79133.8608 | 0 | 0 | 0.04189 | 4.0902e-08 | 0.079096 | 0.014194 | 0.24 | 0.7083 | 0 | 0.74773 | 0.0019917 | 0 | #DIV/0! | #DIV/0! | #DIV/0! | #DIV/0! | 0 | 0 | 0 | 0
1985-03-19 | Mar | 19 | 8:00 | 46.04 | 240 | 1515.7481 | 90944.8848 | 0 | 0 | 0.042257 | 4.1562e-08 | 0.078478 | 0.014297 | 0.24 | 0.70936 | 0 | 0.75908 | 0.0019761 | 0 | #DIV/0! | #DIV/0! | #DIV/0! | #DIV/0! | 0 | 0 | 0 | 0
1985-03-19 | Mar | 19 | 9:00 | 48.92 | 260 | 1023.6221 | 61417.3248 | 0 | 0 | 0.042524 | 4.2042e-08 | 0.078028 | 0.014372 | 0.24 | 0.71012 | 0 | 0.76745 | 0.0019649 | 0 | #DIV/0! | #DIV/0! | #DIV/0! | #DIV/0! | 0 | 0 | 0 | 0
1985-03-19 | Mar | 19 | 10:00 | 51.08 | 260 | 1023.6221 | 61417.3248 | 0 | 0 | 0.042712 | 4.2402e-08 | 0.077698 | 0.014428 | 0.24 | 0.71048 | 0 | 0.77373 | 0.0019566 | 0 | #DIV/0! | #DIV/0! | #DIV/0! | #DIV/0! | 0 | 0 | 0 | 0
1985-03-19 | Mar | 19 | 11:00 | 53.06 | 260 | 1220.4725 | 73228.3488 | 0 | 0 | 0.042872 | 4.2732e-08 | 0.077401 | 0.01448 | 0.24 | 0.71061 | 0 | 0.77947 | 0.0019491 | 0 | #DIV/0! | #DIV/0! | #DIV/0! | #DIV/0! | 0 | 0 | 0 | 0
1985-03-19 | Mar | 19 | 12:00 | 57.02 | 280 | 1023.6221 | 61417.3248 | 0 | 0 | 0.043193 | 4.3392e-08 | 0.076807 | 0.014583 | 0.24 | 0.71088 | 0 | 0.79108 | 0.0019342 | 0 | #DIV/0! | #DIV/0! | #DIV/0! | #DIV/0! | 0 | 0 | 0 | 0
1985-03-19 | Mar | 19 | 13:00 | 59 | 250 | 905.5118 | 54330.7104 | 0 | 0 | 0.043354 | 4.3722e-08 | 0.07651 | 0.014634 | 0.24 | 0.71101 | 0 | 0.79695 | 0.0019268 | 0 | #DIV/0! | #DIV/0! | #DIV/0! | #DIV/0! | 0 | 0 | 0 | 0
1985-03-19 | Mar | 19 | 14:00 | 60.08 | 290 | 905.5118 | 54330.7104 | 0 | 0 | 0.043441 | 4.3902e-08 | 0.076348 | 0.014662 | 0.24 | 0.71108 | 0 | 0.80017 | 0.0019228 | 0 | #DIV/0! | #DIV/0! | #DIV/0! | #DIV/0! | 0 | 0 | 0 | 0
1985-03-19 | Mar | 19 | 15:00 | 60.08 | 310 | 1023.6221 | 61417.3248 | 0 | 0 | 0.043441 | 4.3902e-08 | 0.076348 | 0.014662 | 0.24 | 0.71108 | 0 | 0.80017 | 0.0019228 | 0 | #DIV/0! | #DIV/0! | #DIV/0! | #DIV/0! | 0 | 0 | 0 | 0
1985-03-19 | Mar | 19 | 16:00 | 62.96 | 280 | 1318.8977 | 79133.8608 | 0 | 0 | 0.043675 | 4.4382e-08 | 0.075934 | 0.014737 | 0.24 | 0.71127 | 0 | 0.80865 | 0.0019122 | 0 | #DIV/0! | #DIV/0! | #DIV/0! | #DIV/0! | 0 | 0 | 0 | 0
1985-03-19 | Mar | 19 | 17:00 | 60.98 | 310 | 1318.8977 | 79133.8608 | 0 | 0 | 0.043514 | 4.4052e-08 | 0.076219 | 0.014685 | 0.24 | 0.71114 | 0 | 0.80281 | 0.0019195 | 0 | #DIV/0! | #DIV/0! | #DIV/0! | #DIV/0! | 0 | 0 | 0 | 0
1985-03-19 | Mar | 19 | 18:00 | 57.02 | 270 | 708.6614 | 42519.6864 | 0 | 0 | 0.043193 | 4.3392e-08 | 0.076807 | 0.014583 | 0.24 | 0.71088 | 0 | 0.79108 | 0.0019342 | 0 | #DIV/0! | #DIV/0! | #DIV/0! | #DIV/0! | 0 | 0 | 0 | 0
1985-03-19 | Mar | 19 | 19:00 | 53.06 | 270 | 708.6614 | 42519.6864 | 0 | 0 | 0.042872 | 4.2732e-08 | 0.077401 | 0.01448 | 0.24 | 0.71061 | 0 | 0.77947 | 0.0019491 | 0 | #DIV/0! | #DIV/0! | #DIV/0! | #DIV/0! | 0 | 0 | 0 | 0
1985-03-19 | Mar | 19 | 20:00 | 51.08 | 260 | 807.0866 | 48425.1984 | 0 | 0 | 0.042712 | 4.2402e-08 | 0.077698 | 0.014428 | 0.24 | 0.71048 | 0 | 0.77373 | 0.0019566 | 0 | #DIV/0! | #DIV/0! | #DIV/0! | #DIV/0! | 0 | 0 | 0 | 0
1985-03-19 | Mar | 19 | 21:00 | 46.04 | 270 | 807.0866 | 48425.1984 | 0 | 0 | 0.042257 | 4.1562e-08 | 0.078478 | 0.014297 | 0.24 | 0.70936 | 0 | 0.75908 | 0.0019761 | 0 | #DIV/0! | #DIV/0! | #DIV/0! | #DIV/0! | 0 | 0 | 0 | 0
1985-03-19 | Mar | 19 | 22:00 | 44.96 | 320 | 807.0866 | 48425.1984 | 0 | 0 | 0.042157 | 4.1382e-08 | 0.078646 | 0.014269 | 0.24 | 0.70907 | 0 | 0.75597 | 0.0019804 | 0 | #DIV/0! | #DIV/0! | #DIV/0! | #DIV/0! | 0 | 0 | 0 | 0
1985-03-19 | Mar | 19 | 23:00 | 42.08 | 320 | 807.0866 | 48425.1984 | 0 | 0 | 0.04189 | 4.0902e-08 | 0.079096 | 0.014194 | 0.24 | 0.7083 | 0 | 0.74773 | 0.0019917 | 0 | #DIV/0! | #DIV/0! | #DIV/0! | #DIV/0! | 0 | 0 | 0 | 0
1985-03-19 | Mar | 19 | 24:00 | 39.02 | 340 | 905.5118 | 54330.7104 | 0 | 0 | 0.041675 | 4.0447e-08 | 0.079579 | 0.014115 | 0.24 | 0.70863 | 0 | 0.73902 | 0.0020039 | 0 | #DIV/0! | #DIV/0! | #DIV/0! | #DIV/0! | 0 | 0 | 0 | 0
1985-03-20 | Mar | 20 | 1:00 | 37.94 | 270 | 413.3858 | 24803.1504 | 0 | 0 | 0.04165 | 4.0327e-08 | 0.079754 | 0.014086 | 0.24 | 0.70961 | 0 | 0.73593 | 0.0020083 | 0 | #DIV/0! | #DIV/0! | #DIV/0! | #DIV/0! | 0 | 0 | 0 | 0
1985-03-20 | Mar | 20 | 2:00 | 37.04 | 280 | 511.811 | 30708.6624 | 0 | 0 | 0.041629 | 4.0227e-08 | 0.0799 | 0.014063 | 0.24 | 0.71044 | 0 | 0.73337 | 0.0020119 | 0 | #DIV/0! | #DIV/0! | #DIV/0! | #DIV/0! | 0 | 0 | 0 | 0
1985-03-20 | Mar | 20 | 3:00 | 35.06 | 290 | 413.3858 | 24803.1504 | 0 | 0 | 0.041583 | 4.0007e-08 | 0.08022 | 0.014012 | 0.24 | 0.71226 | 0 | 0.72776 | 0.00202 | 0 | #DIV/0! | #DIV/0! | #DIV/0! | #DIV/0! | 0 | 0 | 0 | 0
1985-03-20 | Mar | 20 | 4:00 | 33.08 | 280 | 610.2362 | 36614.1744 | 0 | 0 | 0.041537 | 3.9787e-08 | 0.080541 | 0.01396 | 0.24 | 0.7141 | 0 | 0.7222 | 0.0020281 | 0 | #DIV/0! | #DIV/0! | #DIV/0! | #DIV/0! | 0 | 0 | 0 | 0
1985-03-20 | Mar | 20 | 5:00 | 33.08 | 290 | 511.811 | 30708.6624 | 0 | 0 | 0.041537 | 3.9787e-08 | 0.080541 | 0.01396 | 0.24 | 0.7141 | 0 | 0.7222 | 0.0020281 | 0 | #DIV/0! | #DIV/0! | #DIV/0! | #DIV/0! | 0 | 0 | 0 | 0
1985-03-20 | Mar | 20 | 6:00 | 33.08 | 290 | 610.2362 | 36614.1744 | 0 | 0 | 0.041537 | 3.9787e-08 | 0.080541 | 0.01396 | 0.24 | 0.7141 | 0 | 0.7222 | 0.0020281 | 0 | #DIV/0! | #DIV/0! | #DIV/0! | #DIV/0! | 0 | 0 | 0 | 0
1985-03-20 | Mar | 20 | 7:00 | 37.04 | 340 | 1023.6221 | 61417.3248 | 0 | 0 | 0.041629 | 4.0227e-08 | 0.0799 | 0.014063 | 0.24 | 0.71044 | 0 | 0.73337 | 0.0020119 | 0 | #DIV/0! | #DIV/0! | #DIV/0! | #DIV/0! | 0 | 0 | 0 | 0
1985-03-20 | Mar | 20 | 8:00 | 41 | 20 | 1220.4725 | 73228.3488 | 0 | 0 | 0.04179 | 4.0722e-08 | 0.079264 | 0.014166 | 0.24 | 0.70801 | 0 | 0.74466 | 0.001996 | 0 | #DIV/0! | #DIV/0! | #DIV/0! | #DIV/0! | 0 | 0 | 0 | 0
1985-03-20 | Mar | 20 | 9:00 | 42.08 | 20 | 1515.7481 | 90944.8848 | 0 | 0 | 0.04189 | 4.0902e-08 | 0.079096 | 0.014194 | 0.24 | 0.7083 | 0 | 0.74773 | 0.0019917 | 0 | #DIV/0! | #DIV/0! | #DIV/0! | #DIV/0! | 0 | 0 | 0 | 0
1985-03-20 | Mar | 20 | 10:00 | 42.08 | 50 | 1417.3229 | 85039.3728 | 0 | 0 | 0.04189 | 4.0902e-08 | 0.079096 | 0.014194 | 0.24 | 0.7083 | 0 | 0.74773 | 0.0019917 | 0 | #DIV/0! | #DIV/0! | #DIV/0! | #DIV/0! | 0 | 0 | 0 | 0
1985-03-20 | Mar | 20 | 11:00 | 42.08 | 50 | 1830.7087 | 109842.5232 | 0 | 0 | 0.04189 | 4.0902e-08 | 0.079096 | 0.014194 | 0.24 | 0.7083 | 0 | 0.74773 | 0.0019917 | 0 | #DIV/0! | #DIV/0! | #DIV/0! | #DIV/0! | 0 | 0 | 0 | 0
1985-03-20 | Mar | 20 | 12:00 | 42.08 | 40 | 1732.2835 | 103937.0112 | 0 | 0 | 0.04189 | 4.0902e-08 | 0.079096 | 0.014194 | 0.24 | 0.7083 | 0 | 0.74773 | 0.0019917 | 0 | #DIV/0! | #DIV/0! | #DIV/0! | #DIV/0! | 0 | 0 | 0 | 0
1985-03-20 | Mar | 20 | 13:00 | 41 | 40 | 2027.5591 | 121653.5472 | 0 | 0 | 0.04179 | 4.0722e-08 | 0.079264 | 0.014166 | 0.24 | 0.70801 | 0 | 0.74466 | 0.001996 | 0 | #DIV/0! | #DIV/0! | #DIV/0! | #DIV/0! | 0 | 0 | 0 | 0
1985-03-20 | Mar | 20 | 14:00 | 39.92 | 40 | 1417.3229 | 85039.3728 | 0 | 0 | 0.041696 | 4.0547e-08 | 0.079433 | 0.014138 | 0.24 | 0.70781 | 0 | 0.74161 | 0.0020003 | 0 | #DIV/0! | #DIV/0! | #DIV/0! | #DIV/0! | 0 | 0 | 0 | 0
1985-03-20 | Mar | 20 | 15:00 | 39.02 | 50 | 1515.7481 | 90944.8848 | 0 | 0 | 0.041675 | 4.0447e-08 | 0.079579 | 0.014115 | 0.24 | 0.70863 | 0 | 0.73902 | 0.0020039 | 0 | #DIV/0! | #DIV/0! | #DIV/0! | #DIV/0! | 0 | 0 | 0 | 0
1985-03-20 | Mar | 20 | 16:00 | 35.06 | 50 | 1318.8977 | 79133.8608 | 0 | 0 | 0.041583 | 4.0007e-08 | 0.08022 | 0.014012 | 0.24 | 0.71226 | 0 | 0.72776 | 0.00202 | 0 | #DIV/0! | #DIV/0! | #DIV/0! | #DIV/0! | 0 | 0 | 0 | 0
1985-03-20 | Mar | 20 | 17:00 | 35.06 | 50 | 1318.8977 | 79133.8608 | 0 | 0 | 0.041583 | 4.0007e-08 | 0.08022 | 0.014012 | 0.24 | 0.71226 | 0 | 0.72776 | 0.00202 | 0 | #DIV/0! | #DIV/0! | #DIV/0! | #DIV/0! | 0 | 0 | 0 | 0
1985-03-20 | Mar | 20 | 18:00 | 32 | 40 | 1220.4725 | 73228.3488 | 0 | 0 | 0.041512 | 3.9667e-08 | 0.080716 | 0.013932 | 0.24 | 0.71511 | 0 | 0.71919 | 0.0020325 | 0 | #DIV/0! | #DIV/0! | #DIV/0! | #DIV/0! | 0 | 0 | 0 | 0
1985-03-20 | Mar | 20 | 19:00 | 28.94 | 30 | 1023.6221 | 61417.3248 | 0 | 0 | 0.041368 | 3.9268e-08 | 0.081219 | 0.013852 | 0.24 | 0.71671 | 0 | 0.71065 | 0.0020452 | 0 | #DIV/0! | #DIV/0! | #DIV/0! | #DIV/0! | 0 | 0 | 0 | 0
1985-03-20 | Mar | 20 | 20:00 | 28.94 | 30 | 1122.0473 | 67322.8368 | 0 | 0 | 0.041368 | 3.9268e-08 | 0.081219 | 0.013852 | 0.24 | 0.71671 | 0 | 0.71065 | 0.0020452 | 0 | #DIV/0! | #DIV/0! | #DIV/0! | #DIV/0! | 0 | 0 | 0 | 0
1985-03-20 | Mar | 20 | 21:00 | 28.04 | 30 | 1318.8977 | 79133.8608 | 0 | 0 | 0.041284 | 3.9118e-08 | 0.081371 | 0.013829 | 0.24 | 0.71648 | 0 | 0.70812 | 0.002049 | 0 | #DIV/0! | #DIV/0! | #DIV/0! | #DIV/0! | 0 | 0 | 0 | 0
1985-03-20 | Mar | 20 | 22:00 | 28.04 | 40 | 1023.6221 | 61417.3248 | 0 | 0 | 0.041284 | 3.9118e-08 | 0.081371 | 0.013829 | 0.24 | 0.71648 | 0 | 0.70812 | 0.002049 | 0 | #DIV/0! | #DIV/0! | #DIV/0! | #DIV/0! | 0 | 0 | 0 | 0
1985-03-20 | Mar | 20 | 23:00 | 26.96 | 30 | 610.2362 | 36614.1744 | 0 | 0 | 0.041184 | 3.8938e-08 | 0.081554 | 0.013801 | 0.24 | 0.7162 | 0 | 0.70511 | 0.0020536 | 0 | #DIV/0! | #DIV/0! | #DIV/0! | #DIV/0! | 0 | 0 | 0 | 0
1985-03-20 | Mar | 20 | 24:00 | 26.06 | 40 | 610.2362 | 36614.1744 | 0 | 0 | 0.041101 | 3.8788e-08 | 0.081706 | 0.013778 | 0.24 | 0.71596 | 0 | 0.7026 | 0.0020574 | 0 | #DIV/0! | #DIV/0! | #DIV/0! | #DIV/0! | 0 | 0 | 0 | 0
1985-03-21 | Mar | 21 | 1:00 | 26.06 | 40 | 610.2362 | 36614.1744 | 0 | 0 | 0.041101 | 3.8788e-08 | 0.081706 | 0.013778 | 0.24 | 0.71596 | 0 | 0.7026 | 0.0020574 | 0 | #DIV/0! | #DIV/0! | #DIV/0! | #DIV/0! | 0 | 0 | 0 | 0
1985-03-21 | Mar | 21 | 2:00 | 26.06 | 50 | 610.2362 | 36614.1744 | 0 | 0 | 0.041101 | 3.8788e-08 | 0.081706 | 0.013778 | 0.24 | 0.71596 | 0 | 0.7026 | 0.0020574 | 0 | #DIV/0! | #DIV/0! | #DIV/0! | #DIV/0! | 0 | 0 | 0 | 0
1985-03-21 | Mar | 21 | 3:00 | 30.02 | 70 | 1023.6221 | 61417.3248 | 0 | 0 | 0.041466 | 3.9447e-08 | 0.081037 | 0.013881 | 0.24 | 0.71697 | 0 | 0.71369 | 0.0020407 | 0 | #DIV/0! | #DIV/0! | #DIV/0! | #DIV/0! | 0 | 0 | 0 | 0
1985-03-21 | Mar | 21 | 4:00 | 30.02 | 90 | 610.2362 | 36614.1744 | 0 | 0 | 0.041466 | 3.9447e-08 | 0.081037 | 0.013881 | 0.24 | 0.71697 | 0 | 0.71369 | 0.0020407 | 0 | #DIV/0! | #DIV/0! | #DIV/0! | #DIV/0! | 0 | 0 | 0 | 0
1985-03-21 | Mar | 21 | 5:00 | 30.02 | 100 | 807.0866 | 48425.1984 | 0 | 0 | 0.041466 | 3.9447e-08 | 0.081037 | 0.013881 | 0.24 | 0.71697 | 0 | 0.71369 | 0.0020407 | 0 | #DIV/0! | #DIV/0! | #DIV/0! | #DIV/0! | 0 | 0 | 0 | 0
1985-03-21 | Mar | 21 | 6:00 | 28.04 | 120 | 905.5118 | 54330.7104 | 0 | 0 | 0.041284 | 3.9118e-08 | 0.081371 | 0.013829 | 0.24 | 0.71648 | 0 | 0.70812 | 0.002049 | 0 | #DIV/0! | #DIV/0! | #DIV/0! | #DIV/0! | 0 | 0 | 0 | 0
1985-03-21 | Mar | 21 | 7:00 | 30.92 | 120 | 1023.6221 | 61417.3248 | 0 | 0 | 0.041487 | 3.9547e-08 | 0.080891 | 0.013904 | 0.24 | 0.71612 | 0 | 0.71619 | 0.002037 | 0 | #DIV/0! | #DIV/0! | #DIV/0! | #DIV/0! | 0 | 0 | 0 | 0
1985-03-21 | Mar | 21 | 8:00 | 33.98 | 130 | 1023.6221 | 61417.3248 | 0 | 0 | 0.041558 | 3.9887e-08 | 0.080395 | 0.013983 | 0.24 | 0.71327 | 0 | 0.72473 | 0.0020244 | 0 | #DIV/0! | #DIV/0! | #DIV/0! | #DIV/0! | 0 | 0 | 0 | 0
1985-03-21 | Mar | 21 | 9:00 | 37.04 | 120 | 1417.3229 | 85039.3728 | 0 | 0 | 0.041629 | 4.0227e-08 | 0.0799 | 0.014063 | 0.24 | 0.71044 | 0 | 0.73337 | 0.0020119 | 0 | #DIV/0! | #DIV/0! | #DIV/0! | #DIV/0! | 0 | 0 | 0 | 0
1985-03-21 | Mar | 21 | 10:00 | 39.02 | 130 | 1122.0473 | 67322.8368 | 0 | 0 | 0.041675 | 4.0447e-08 | 0.079579 | 0.014115 | 0.24 | 0.70863 | 0 | 0.73902 | 0.0020039 | 0 | #DIV/0! | #DIV/0! | #DIV/0! | #DIV/0! | 0 | 0 | 0 | 0
1985-03-21 | Mar | 21 | 11:00 | 41 | 120 | 1220.4725 | 73228.3488 | 0 | 0 | 0.04179 | 4.0722e-08 | 0.079264 | 0.014166 | 0.24 | 0.70801 | 0 | 0.74466 | 0.001996 | 0 | #DIV/0! | #DIV/0! | #DIV/0! | #DIV/0! | 0 | 0 | 0 | 0
1985-03-21 | Mar | 21 | 12:00 | 44.06 | 120 | 1220.4725 | 73228.3488 | 0 | 0 | 0.042074 | 4.1232e-08 | 0.078787 | 0.014246 | 0.24 | 0.70883 | 0 | 0.75338 | 0.0019839 | 0 | #DIV/0! | #DIV/0! | #DIV/0! | #DIV/0! | 0 | 0 | 0 | 0
1985-03-21 | Mar | 21 | 13:00 | 44.96 | 120 | 1220.4725 | 73228.3488 | 0 | 0 | 0.042157 | 4.1382e-08 | 0.078646 | 0.014269 | 0.24 | 0.70907 | 0 | 0.75597 | 0.0019804 | 0 | #DIV/0! | #DIV/0! | #DIV/0! | #DIV/0! | 0 | 0 | 0 | 0
1985-03-21 | Mar | 21 | 14:00 | 46.94 | 150 | 1023.6221 | 61417.3248 | 0 | 0 | 0.042341 | 4.1712e-08 | 0.078337 | 0.01432 | 0.24 | 0.7096 | 0 | 0.76169 | 0.0019726 | 0 | #DIV/0! | #DIV/0! | #DIV/0! | #DIV/0! | 0 | 0 | 0 | 0
1985-03-21 | Mar | 21 | 15:00 | 46.04 | 110 | 1122.0473 | 67322.8368 | 0 | 0 | 0.042257 | 4.1562e-08 | 0.078478 | 0.014297 | 0.24 | 0.70936 | 0 | 0.75908 | 0.0019761 | 0 | #DIV/0! | #DIV/0! | #DIV/0! | #DIV/0! | 0 | 0 | 0 | 0
1985-03-21 | Mar | 21 | 16:00 | 44.06 | 90 | 1417.3229 | 85039.3728 | 0 | 0 | 0.042074 | 4.1232e-08 | 0.078787 | 0.014246 | 0.24 | 0.70883 | 0 | 0.75338 | 0.0019839 | 0 | #DIV/0! | #DIV/0! | #DIV/0! | #DIV/0! | 0 | 0 | 0 | 0
1985-03-21 | Mar | 21 | 17:00 | 42.98 | 70 | 1122.0473 | 67322.8368 | 0 | 0 | 0.041974 | 4.1052e-08 | 0.078955 | 0.014217 | 0.24 | 0.70854 | 0 | 0.75029 | 0.0019882 | 0 | #DIV/0! | #DIV/0! | #DIV/0! | #DIV/0! | 0 | 0 | 0 | 0
1985-03-21 | Mar | 21 | 18:00 | 37.04 | 60 | 1318.8977 | 79133.8608 | 0 | 0 | 0.041629 | 4.0227e-08 | 0.0799 | 0.014063 | 0.24 | 0.71044 | 0 | 0.73337 | 0.0020119 | 0 | #DIV/0! | #DIV/0! | #DIV/0! | #DIV/0! | 0 | 0 | 0 | 0
1985-03-21 | Mar | 21 | 19:00 | 33.98 | 50 | 905.5118 | 54330.7104 | 0 | 0 | 0.041558 | 3.9887e-08 | 0.080395 | 0.013983 | 0.24 | 0.71327 | 0 | 0.72473 | 0.0020244 | 0 | #DIV/0! | #DIV/0! | #DIV/0! | #DIV/0! | 0 | 0 | 0 | 0
1985-03-21 | Mar | 21 | 20:00 | 32 | 50 | 610.2362 | 36614.1744 | 0 | 0 | 0.041512 | 3.9667e-08 | 0.080716 | 0.013932 | 0.24 | 0.71511 | 0 | 0.71919 | 0.0020325 | 0 | #DIV/0! | #DIV/0! | #DIV/0! | #DIV/0! | 0 | 0 | 0 | 0
1985-03-21 | Mar | 21 | 21:00 | 33.08 | 50 | 610.2362 | 36614.1744 | 0 | 0 | 0.041537 | 3.9787e-08 | 0.080541 | 0.01396 | 0.24 | 0.7141 | 0 | 0.7222 | 0.0020281 | 0 | #DIV/0! | #DIV/0! | #DIV/0! | #DIV/0! | 0 | 0 | 0 | 0
1985-03-21 | Mar | 21 | 22:00 | 37.04 | 80 | 1318.8977 | 79133.8608 | 0 | 0 | 0.041629 | 4.0227e-08 | 0.0799 | 0.014063 | 0.24 | 0.71044 | 0 | 0.73337 | 0.0020119 | 0 | #DIV/0! | #DIV/0! | #DIV/0! | #DIV/0! | 0 | 0 | 0 | 0
1985-03-21 | Mar | 21 | 23:00 | 35.96 | 100 | 1220.4725 | 73228.3488 | 0 | 0 | 0.041604 | 4.0107e-08 | 0.080074 | 0.014035 | 0.24 | 0.71143 | 0 | 0.73031 | 0.0020163 | 0 | #DIV/0! | #DIV/0! | #DIV/0! | #DIV/0! | 0 | 0 | 0 | 0
1985-03-21 | Mar | 21 | 24:00 | 33.98 | 90 | 905.5118 | 54330.7104 | 0 | 0 | 0.041558 | 3.9887e-08 | 0.080395 | 0.013983 | 0.24 | 0.71327 | 0 | 0.72473 | 0.0020244 | 0 | #DIV/0! | #DIV/0! | #DIV/0! | #DIV/0! | 0 | 0 | 0 | 0
1985-03-22 | Mar | 22 | 1:00 | 33.08 | 80 | 610.2362 | 36614.1744 | 0 | 0 | 0.041537 | 3.9787e-08 | 0.080541 | 0.01396 | 0.24 | 0.7141 | 0 | 0.7222 | 0.0020281 | 0 | #DIV/0! | #DIV/0! | #DIV/0! | #DIV/0! | 0 | 0 | 0 | 0
1985-03-22 | Mar | 22 | 2:00 | 30.92 | 70 | 708.6614 | 42519.6864 | 0 | 0 | 0.041487 | 3.9547e-08 | 0.080891 | 0.013904 | 0.24 | 0.71612 | 0 | 0.71619 | 0.002037 | 0 | #DIV/0! | #DIV/0! | #DIV/0! | #DIV/0! | 0 | 0 | 0 | 0
1985-03-22 | Mar | 22 | 3:00 | 30.92 | 60 | 610.2362 | 36614.1744 | 0 | 0 | 0.041487 | 3.9547e-08 | 0.080891 | 0.013904 | 0.24 | 0.71612 | 0 | 0.71619 | 0.002037 | 0 | #DIV/0! | #DIV/0! | #DIV/0! | #DIV/0! | 0 | 0 | 0 | 0
1985-03-22 | Mar | 22 | 4:00 | 26.06 | 50 | 511.811 | 30708.6624 | 0 | 0 | 0.041101 | 3.8788e-08 | 0.081706 | 0.013778 | 0.24 | 0.71596 | 0 | 0.7026 | 0.0020574 | 0 | #DIV/0! | #DIV/0! | #DIV/0! | #DIV/0! | 0 | 0 | 0 | 0
1985-03-22 | Mar | 22 | 5:00 | 26.06 | 50 | 511.811 | 30708.6624 | 0 | 0 | 0.041101 | 3.8788e-08 | 0.081706 | 0.013778 | 0.24 | 0.71596 | 0 | 0.7026 | 0.0020574 | 0 | #DIV/0! | #DIV/0! | #DIV/0! | #DIV/0! | 0 | 0 | 0 | 0
1985-03-22 | Mar | 22 | 6:00 | 26.96 | 40 | 610.2362 | 36614.1744 | 0 | 0 | 0.041184 | 3.8938e-08 | 0.081554 | 0.013801 | 0.24 | 0.7162 | 0 | 0.70511 | 0.0020536 | 0 | #DIV/0! | #DIV/0! | #DIV/0! | #DIV/0! | 0 | 0 | 0 | 0
1985-03-22 | Mar | 22 | 7:00 | 32 | 60 | 610.2362 | 36614.1744 | 0 | 0 | 0.041512 | 3.9667e-08 | 0.080716 | 0.013932 | 0.24 | 0.71511 | 0 | 0.71919 | 0.0020325 | 0 | #DIV/0! | #DIV/0! | #DIV/0! | #DIV/0! | 0 | 0 | 0 | 0
1985-03-22 | Mar | 22 | 8:00 | 35.06 | 60 | 905.5118 | 54330.7104 | 0 | 0 | 0.041583 | 4.0007e-08 | 0.08022 | 0.014012 | 0.24 | 0.71226 | 0 | 0.72776 | 0.00202 | 0 | #DIV/0! | #DIV/0! | #DIV/0! | #DIV/0! | 0 | 0 | 0 | 0
1985-03-22 | Mar | 22 | 9:00 | 39.92 | 60 | 1122.0473 | 67322.8368 | 0 | 0 | 0.041696 | 4.0547e-08 | 0.079433 | 0.014138 | 0.24 | 0.70781 | 0 | 0.74161 | 0.0020003 | 0 | #DIV/0! | #DIV/0! | #DIV/0! | #DIV/0! | 0 | 0 | 0 | 0
1985-03-22 | Mar | 22 | 10:00 | 42.98 | 60 | 905.5118 | 54330.7104 | 0 | 0 | 0.041974 | 4.1052e-08 | 0.078955 | 0.014217 | 0.24 | 0.70854 | 0 | 0.75029 | 0.0019882 | 0 | #DIV/0! | #DIV/0! | #DIV/0! | #DIV/0! | 0 | 0 | 0 | 0
1985-03-22 | Mar | 22 | 11:00 | 44.06 | 30 | 1023.6221 | 61417.3248 | 0 | 0 | 0.042074 | 4.1232e-08 | 0.078787 | 0.014246 | 0.24 | 0.70883 | 0 | 0.75338 | 0.0019839 | 0 | #DIV/0! | #DIV/0! | #DIV/0! | #DIV/0! | 0 | 0 | 0 | 0
1985-03-22 | Mar | 22 | 12:00 | 44.96 | 60 | 1220.4725 | 73228.3488 | 0 | 0 | 0.042157 | 4.1382e-08 | 0.078646 | 0.014269 | 0.24 | 0.70907 | 0 | 0.75597 | 0.0019804 | 0 | #DIV/0! | #DIV/0! | #DIV/0! | #DIV/0! | 0 | 0 | 0 | 0
1985-03-22 | Mar | 22 | 13:00 | 44.06 | 70 | 1220.4725 | 73228.3488 | 0 | 0 | 0.042074 | 4.1232e-08 | 0.078787 | 0.014246 | 0.24 | 0.70883 | 0 | 0.75338 | 0.0019839 | 0 | #DIV/0! | #DIV/0! | #DIV/0! | #DIV/0! | 0 | 0 | 0 | 0
1985-03-22 | Mar | 22 | 14:00 | 44.96 | 50 | 1220.4725 | 73228.3488 | 0 | 0 | 0.042157 | 4.1382e-08 | 0.078646 | 0.014269 | 0.24 | 0.70907 | 0 | 0.75597 | 0.0019804 | 0 | #DIV/0! | #DIV/0! | #DIV/0! | #DIV/0! | 0 | 0 | 0 | 0
1985-03-22 | Mar | 22 | 15:00 | 44.96 | 50 | 1515.7481 | 90944.8848 | 0 | 0 | 0.042157 | 4.1382e-08 | 0.078646 | 0.014269 | 0.24 | 0.70907 | 0 | 0.75597 | 0.0019804 | 0 | #DIV/0! | #DIV/0! | #DIV/0! | #DIV/0! | 0 | 0 | 0 | 0
1985-03-22 | Mar | 22 | 16:00 | 44.96 | 40 | 1023.6221 | 61417.3248 | 0 | 0 | 0.042157 | 4.1382e-08 | 0.078646 | 0.014269 | 0.24 | 0.70907 | 0 | 0.75597 | 0.0019804 | 0 | #DIV/0! | #DIV/0! | #DIV/0! | #DIV/0! | 0 | 0 | 0 | 0
1985-03-22 | Mar | 22 | 17:00 | 44.06 | 30 | 1417.3229 | 85039.3728 | 0 | 0 | 0.042074 | 4.1232e-08 | 0.078787 | 0.014246 | 0.24 | 0.70883 | 0 | 0.75338 | 0.0019839 | 0 | #DIV/0! | #DIV/0! | #DIV/0! | #DIV/0! | 0 | 0 | 0 | 0
1985-03-22 | Mar | 22 | 18:00 | 42.08 | 50 | 1122.0473 | 67322.8368 | 0 | 0 | 0.04189 | 4.0902e-08 | 0.079096 | 0.014194 | 0.24 | 0.7083 | 0 | 0.74773 | 0.0019917 | 0 | #DIV/0! | #DIV/0! | #DIV/0! | #DIV/0! | 0 | 0 | 0 | 0
1985-03-22 | Mar | 22 | 19:00 | 42.08 | 40 | 1122.0473 | 67322.8368 | 0 | 0 | 0.04189 | 4.0902e-08 | 0.079096 | 0.014194 | 0.24 | 0.7083 | 0 | 0.74773 | 0.0019917 | 0 | #DIV/0! | #DIV/0! | #DIV/0! | #DIV/0! | 0 | 0 | 0 | 0
1985-03-22 | Mar | 22 | 20:00 | 42.08 | 40 | 905.5118 | 54330.7104 | 0 | 0 | 0.04189 | 4.0902e-08 | 0.079096 | 0.014194 | 0.24 | 0.7083 | 0 | 0.74773 | 0.0019917 | 0 | #DIV/0! | #DIV/0! | #DIV/0! | #DIV/0! | 0 | 0 | 0 | 0
1985-03-22 | Mar | 22 | 21:00 | 46.04 | 70 | 1023.6221 | 61417.3248 | 0 | 0 | 0.042257 | 4.1562e-08 | 0.078478 | 0.014297 | 0.24 | 0.70936 | 0 | 0.75908 | 0.0019761 | 0 | #DIV/0! | #DIV/0! | #DIV/0! | #DIV/0! | 0 | 0 | 0 | 0
1985-03-22 | Mar | 22 | 22:00 | 44.96 | 120 | 1023.6221 | 61417.3248 | 0 | 0 | 0.042157 | 4.1382e-08 | 0.078646 | 0.014269 | 0.24 | 0.70907 | 0 | 0.75597 | 0.0019804 | 0 | #DIV/0! | #DIV/0! | #DIV/0! | #DIV/0! | 0 | 0 | 0 | 0
1985-03-22 | Mar | 22 | 23:00 | 44.06 | 120 | 708.6614 | 42519.6864 | 0 | 0 | 0.042074 | 4.1232e-08 | 0.078787 | 0.014246 | 0.24 | 0.70883 | 0 | 0.75338 | 0.0019839 | 0 | #DIV/0! | #DIV/0! | #DIV/0! | #DIV/0! | 0 | 0 | 0 | 0
1985-03-22 | Mar | 22 | 24:00 | 42.98 | 120 | 905.5118 | 54330.7104 | 0 | 0 | 0.041974 | 4.1052e-08 | 0.078955 | 0.014217 | 0.24 | 0.70854 | 0 | 0.75029 | 0.0019882 | 0 | #DIV/0! | #DIV/0! | #DIV/0! | #DIV/0! | 0 | 0 | 0 | 0
1985-03-23 | Mar | 23 | 1:00 | 42.08 | 90 | 905.5118 | 54330.7104 | 0 | 0 | 0.04189 | 4.0902e-08 | 0.079096 | 0.014194 | 0.24 | 0.7083 | 0 | 0.74773 | 0.0019917 | 0 | #DIV/0! | #DIV/0! | #DIV/0! | #DIV/0! | 0 | 0 | 0 | 0
1985-03-23 | Mar | 23 | 2:00 | 42.08 | 80 | 807.0866 | 48425.1984 | 0 | 0 | 0.04189 | 4.0902e-08 | 0.079096 | 0.014194 | 0.24 | 0.7083 | 0 | 0.74773 | 0.0019917 | 0 | #DIV/0! | #DIV/0! | #DIV/0! | #DIV/0! | 0 | 0 | 0 | 0
1985-03-23 | Mar | 23 | 3:00 | 39.92 | 70 | 905.5118 | 54330.7104 | 0 | 0 | 0.041696 | 4.0547e-08 | 0.079433 | 0.014138 | 0.24 | 0.70781 | 0 | 0.74161 | 0.0020003 | 0 | #DIV/0! | #DIV/0! | #DIV/0! | #DIV/0! | 0 | 0 | 0 | 0
1985-03-23 | Mar | 23 | 4:00 | 39.92 | 60 | 610.2362 | 36614.1744 | 0 | 0 | 0.041696 | 4.0547e-08 | 0.079433 | 0.014138 | 0.24 | 0.70781 | 0 | 0.74161 | 0.0020003 | 0 | #DIV/0! | #DIV/0! | #DIV/0! | #DIV/0! | 0 | 0 | 0 | 0
1985-03-23 | Mar | 23 | 5:00 | 39.02 | 50 | 610.2362 | 36614.1744 | 0 | 0 | 0.041675 | 4.0447e-08 | 0.079579 | 0.014115 | 0.24 | 0.70863 | 0 | 0.73902 | 0.0020039 | 0 | #DIV/0! | #DIV/0! | #DIV/0! | #DIV/0! | 0 | 0 | 0 | 0
1985-03-23 | Mar | 23 | 6:00 | 37.94 | 40 | 610.2362 | 36614.1744 | 0 | 0 | 0.04165 | 4.0327e-08 | 0.079754 | 0.014086 | 0.24 | 0.70961 | 0 | 0.73593 | 0.0020083 | 0 | #DIV/0! | #DIV/0! | #DIV/0! | #DIV/0! | 0 | 0 | 0 | 0
1985-03-23 | Mar | 23 | 7:00 | 37.94 | 60 | 807.0866 | 48425.1984 | 0 | 0 | 0.04165 | 4.0327e-08 | 0.079754 | 0.014086 | 0.24 | 0.70961 | 0 | 0.73593 | 0.0020083 | 0 | #DIV/0! | #DIV/0! | #DIV/0! | #DIV/0! | 0 | 0 | 0 | 0
1985-03-23 | Mar | 23 | 8:00 | 39.02 | 120 | 905.5118 | 54330.7104 | 0 | 0 | 0.041675 | 4.0447e-08 | 0.079579 | 0.014115 | 0.24 | 0.70863 | 0 | 0.73902 | 0.0020039 | 0 | #DIV/0! | #DIV/0! | #DIV/0! | #DIV/0! | 0 | 0 | 0 | 0
1985-03-23 | Mar | 23 | 9:00 | 39.92 | 130 | 708.6614 | 42519.6864 | 0 | 0 | 0.041696 | 4.0547e-08 | 0.079433 | 0.014138 | 0.24 | 0.70781 | 0 | 0.74161 | 0.0020003 | 0 | #DIV/0! | #DIV/0! | #DIV/0! | #DIV/0! | 0 | 0 | 0 | 0
1985-03-23 | Mar | 23 | 10:00 | 39.92 | 140 | 610.2362 | 36614.1744 | 0 | 0 | 0.041696 | 4.0547e-08 | 0.079433 | 0.014138 | 0.24 | 0.70781 | 0 | 0.74161 | 0.0020003 | 0 | #DIV/0! | #DIV/0! | #DIV/0! | #DIV/0! | 0 | 0 | 0 | 0
1985-03-23 | Mar | 23 | 11:00 | 41 | 150 | 413.3858 | 24803.1504 | 0 | 0 | 0.04179 | 4.0722e-08 | 0.079264 | 0.014166 | 0.24 | 0.70801 | 0 | 0.74466 | 0.001996 | 0 | #DIV/0! | #DIV/0! | #DIV/0! | #DIV/0! | 0 | 0 | 0 | 0
1985-03-23 | Mar | 23 | 12:00 | 41 | 170 | 413.3858 | 24803.1504 | 0 | 0 | 0.04179 | 4.0722e-08 | 0.079264 | 0.014166 | 0.24 | 0.70801 | 0 | 0.74466 | 0.001996 | 0 | #DIV/0! | #DIV/0! | #DIV/0! | #DIV/0! | 0 | 0 | 0 | 0
1985-03-23 | Mar | 23 | 13:00 | 42.08 | 130 | 413.3858 | 24803.1504 | 0 | 0 | 0.04189 | 4.0902e-08 | 0.079096 | 0.014194 | 0.24 | 0.7083 | 0 | 0.74773 | 0.0019917 | 0 | #DIV/0! | #DIV/0! | #DIV/0! | #DIV/0! | 0 | 0 | 0 | 0
1985-03-23 | Mar | 23 | 14:00 | 42.98 | 160 | 413.3858 | 24803.1504 | 0 | 0 | 0.041974 | 4.1052e-08 | 0.078955 | 0.014217 | 0.24 | 0.70854 | 0 | 0.75029 | 0.0019882 | 0 | #DIV/0! | #DIV/0! | #DIV/0! | #DIV/0! | 0 | 0 | 0 | 0
1985-03-23 | Mar | 23 | 15:00 | 42.98 | 170 | 610.2362 | 36614.1744 | 0 | 0 | 0.041974 | 4.1052e-08 | 0.078955 | 0.014217 | 0.24 | 0.70854 | 0 | 0.75029 | 0.0019882 | 0 | #DIV/0! | #DIV/0! | #DIV/0! | #DIV/0! | 0 | 0 | 0 | 0
1985-03-23 | Mar | 23 | 16:00 | 42.98 | 160 | 511.811 | 30708.6624 | 0 | 0 | 0.041974 | 4.1052e-08 | 0.078955 | 0.014217 | 0.24 | 0.70854 | 0 | 0.75029 | 0.0019882 | 0 | #DIV/0! | #DIV/0! | #DIV/0! | #DIV/0! | 0 | 0 | 0 | 0
1985-03-23 | Mar | 23 | 17:00 | 44.06 | 140 | 295.2756 | 17716.536 | 0 | 0 | 0.042074 | 4.1232e-08 | 0.078787 | 0.014246 | 0.24 | 0.70883 | 0 | 0.75338 | 0.0019839 | 0 | #DIV/0! | #DIV/0! | #DIV/0! | #DIV/0! | 0 | 0 | 0 | 0
1985-03-23 | Mar | 23 | 18:00 | 42.98 | 120 | 610.2362 | 36614.1744 | 0 | 0 | 0.041974 | 4.1052e-08 | 0.078955 | 0.014217 | 0.24 | 0.70854 | 0 | 0.75029 | 0.0019882 | 0 | #DIV/0! | #DIV/0! | #DIV/0! | #DIV/0! | 0 | 0 | 0 | 0
1985-03-23 | Mar | 23 | 19:00 | 42.98 | 90 | 610.2362 | 36614.1744 | 0 | 0 | 0.041974 | 4.1052e-08 | 0.078955 | 0.014217 | 0.24 | 0.70854 | 0 | 0.75029 | 0.0019882 | 0 | #DIV/0! | #DIV/0! | #DIV/0! | #DIV/0! | 0 | 0 | 0 | 0
1985-03-23 | Mar | 23 | 20:00 | 42.98 | 270 | 295.2756 | 17716.536 | 0 | 0 | 0.041974 | 4.1052e-08 | 0.078955 | 0.014217 | 0.24 | 0.70854 | 0 | 0.75029 | 0.0019882 | 0 | #DIV/0! | #DIV/0! | #DIV/0! | #DIV/0! | 0 | 0 | 0 | 0
1985-03-23 | Mar | 23 | 21:00 | 42.98 | 230 | 1220.4725 | 73228.3488 | 0 | 0 | 0.041974 | 4.1052e-08 | 0.078955 | 0.014217 | 0.24 | 0.70854 | 0 | 0.75029 | 0.0019882 | 0 | #DIV/0! | #DIV/0! | #DIV/0! | #DIV/0! | 0 | 0 | 0 | 0
1985-03-23 | Mar | 23 | 22:00 | 42.08 | 230 | 1023.6221 | 61417.3248 | 0 | 0 | 0.04189 | 4.0902e-08 | 0.079096 | 0.014194 | 0.24 | 0.7083 | 0 | 0.74773 | 0.0019917 | 0 | #DIV/0! | #DIV/0! | #DIV/0! | #DIV/0! | 0 | 0 | 0 | 0
1985-03-23 | Mar | 23 | 23:00 | 41 | 230 | 1023.6221 | 61417.3248 | 0 | 0 | 0.04179 | 4.0722e-08 | 0.079264 | 0.014166 | 0.24 | 0.70801 | 0 | 0.74466 | 0.001996 | 0 | #DIV/0! | #DIV/0! | #DIV/0! | #DIV/0! | 0 | 0 | 0 | 0
1985-03-23 | Mar | 23 | 24:00 | 39.92 | 220 | 905.5118 | 54330.7104 | 0 | 0 | 0.041696 | 4.0547e-08 | 0.079433 | 0.014138 | 0.24 | 0.70781 | 0 | 0.74161 | 0.0020003 | 0 | #DIV/0! | #DIV/0! | #DIV/0! | #DIV/0! | 0 | 0 | 0 | 0
1985-03-24 | Mar | 24 | 1:00 | 39.92 | 220 | 610.2362 | 36614.1744 | 0 | 0 | 0.041696 | 4.0547e-08 | 0.079433 | 0.014138 | 0.24 | 0.70781 | 0 | 0.74161 | 0.0020003 | 0 | #DIV/0! | #DIV/0! | #DIV/0! | #DIV/0! | 0 | 0 | 0 | 0
1985-03-24 | Mar | 24 | 2:00 | 39.92 | 210 | 610.2362 | 36614.1744 | 0 | 0 | 0.041696 | 4.0547e-08 | 0.079433 | 0.014138 | 0.24 | 0.70781 | 0 | 0.74161 | 0.0020003 | 0 | #DIV/0! | #DIV/0! | #DIV/0! | #DIV/0! | 0 | 0 | 0 | 0
1985-03-24 | Mar | 24 | 3:00 | 39.92 | 200 | 610.2362 | 36614.1744 | 0 | 0 | 0.041696 | 4.0547e-08 | 0.079433 | 0.014138 | 0.24 | 0.70781 | 0 | 0.74161 | 0.0020003 | 0 | #DIV/0! | #DIV/0! | #DIV/0! | #DIV/0! | 0 | 0 | 0 | 0
1985-03-24 | Mar | 24 | 4:00 | 39.02 | 220 | 511.811 | 30708.6624 | 0 | 0 | 0.041675 | 4.0447e-08 | 0.079579 | 0.014115 | 0.24 | 0.70863 | 0 | 0.73902 | 0.0020039 | 0 | #DIV/0! | #DIV/0! | #DIV/0! | #DIV/0! | 0 | 0 | 0 | 0
1985-03-24 | Mar | 24 | 5:00 | 39.02 | 230 | 295.2756 | 17716.536 | 0 | 0 | 0.041675 | 4.0447e-08 | 0.079579 | 0.014115 | 0.24 | 0.70863 | 0 | 0.73902 | 0.0020039 | 0 | #DIV/0! | #DIV/0! | #DIV/0! | #DIV/0! | 0 | 0 | 0 | 0
1985-03-24 | Mar | 24 | 6:00 | 39.02 | 290 | 413.3858 | 24803.1504 | 0 | 0 | 0.041675 | 4.0447e-08 | 0.079579 | 0.014115 | 0.24 | 0.70863 | 0 | 0.73902 | 0.0020039 | 0 | #DIV/0! | #DIV/0! | #DIV/0! | #DIV/0! | 0 | 0 | 0 | 0
1985-03-24 | Mar | 24 | 7:00 | 39.02 | 0 | 0 | 0 | 0 | 0 | 0.041675 | 4.0447e-08 | 0.079579 | 0.014115 | 0.24 | 0.70863 | 0 | 0.73902 | 0.0020039 | 0 | #DIV/0! | #DIV/0! | #DIV/0! | #DIV/0! | 0 | 0 | 0 | 0
1985-03-24 | Mar | 24 | 8:00 | 37.94 | 270 | 610.2362 | 36614.1744 | 0 | 0 | 0.04165 | 4.0327e-08 | 0.079754 | 0.014086 | 0.24 | 0.70961 | 0 | 0.73593 | 0.0020083 | 0 | #DIV/0! | #DIV/0! | #DIV/0! | #DIV/0! | 0 | 0 | 0 | 0
1985-03-24 | Mar | 24 | 9:00 | 39.02 | 270 | 295.2756 | 17716.536 | 0 | 0 | 0.041675 | 4.0447e-08 | 0.079579 | 0.014115 | 0.24 | 0.70863 | 0 | 0.73902 | 0.0020039 | 0 | #DIV/0! | #DIV/0! | #DIV/0! | #DIV/0! | 0 | 0 | 0 | 0
1985-03-24 | Mar | 24 | 10:00 | 41 | 40 | 610.2362 | 36614.1744 | 0 | 0 | 0.04179 | 4.0722e-08 | 0.079264 | 0.014166 | 0.24 | 0.70801 | 0 | 0.74466 | 0.001996 | 0 | #DIV/0! | #DIV/0! | #DIV/0! | #DIV/0! | 0 | 0 | 0 | 0
1985-03-24 | Mar | 24 | 11:00 | 39.92 | 50 | 1023.6221 | 61417.3248 | 0 | 0 | 0.041696 | 4.0547e-08 | 0.079433 | 0.014138 | 0.24 | 0.70781 | 0 | 0.74161 | 0.0020003 | 0 | #DIV/0! | #DIV/0! | #DIV/0! | #DIV/0! | 0 | 0 | 0 | 0
1985-03-24 | Mar | 24 | 12:00 | 41 | 30 | 807.0866 | 48425.1984 | 0 | 0 | 0.04179 | 4.0722e-08 | 0.079264 | 0.014166 | 0.24 | 0.70801 | 0 | 0.74466 | 0.001996 | 0 | #DIV/0! | #DIV/0! | #DIV/0! | #DIV/0! | 0 | 0 | 0 | 0
1985-03-24 | Mar | 24 | 13:00 | 39.02 | 30 | 905.5118 | 54330.7104 | 0 | 0 | 0.041675 | 4.0447e-08 | 0.079579 | 0.014115 | 0.24 | 0.70863 | 0 | 0.73902 | 0.0020039 | 0 | #DIV/0! | #DIV/0! | #DIV/0! | #DIV/0! | 0 | 0 | 0 | 0
1985-03-24 | Mar | 24 | 14:00 | 37.94 | 30 | 1023.6221 | 61417.3248 | 0 | 0 | 0.04165 | 4.0327e-08 | 0.079754 | 0.014086 | 0.24 | 0.70961 | 0 | 0.73593 | 0.0020083 | 0 | #DIV/0! | #DIV/0! | #DIV/0! | #DIV/0! | 0 | 0 | 0 | 0
1985-03-24 | Mar | 24 | 15:00 | 37.94 | 10 | 1417.3229 | 85039.3728 | 0 | 0 | 0.04165 | 4.0327e-08 | 0.079754 | 0.014086 | 0.24 | 0.70961 | 0 | 0.73593 | 0.0020083 | 0 | #DIV/0! | #DIV/0! | #DIV/0! | #DIV/0! | 0 | 0 | 0 | 0
1985-03-24 | Mar | 24 | 16:00 | 37.04 | 20 | 1220.4725 | 73228.3488 | 0 | 0 | 0.041629 | 4.0227e-08 | 0.0799 | 0.014063 | 0.24 | 0.71044 | 0 | 0.73337 | 0.0020119 | 0 | #DIV/0! | #DIV/0! | #DIV/0! | #DIV/0! | 0 | 0 | 0 | 0
1985-03-24 | Mar | 24 | 17:00 | 37.04 | 40 | 1318.8977 | 79133.8608 | 0 | 0 | 0.041629 | 4.0227e-08 | 0.0799 | 0.014063 | 0.24 | 0.71044 | 0 | 0.73337 | 0.0020119 | 0 | #DIV/0! | #DIV/0! | #DIV/0! | #DIV/0! | 0 | 0 | 0 | 0
1985-03-24 | Mar | 24 | 18:00 | 37.04 | 30 | 1515.7481 | 90944.8848 | 0 | 0 | 0.041629 | 4.0227e-08 | 0.0799 | 0.014063 | 0.24 | 0.71044 | 0 | 0.73337 | 0.0020119 | 0 | #DIV/0! | #DIV/0! | #DIV/0! | #DIV/0! | 0 | 0 | 0 | 0
1985-03-24 | Mar | 24 | 19:00 | 35.96 | 30 | 1732.2835 | 103937.0112 | 0 | 0 | 0.041604 | 4.0107e-08 | 0.080074 | 0.014035 | 0.24 | 0.71143 | 0 | 0.73031 | 0.0020163 | 0 | #DIV/0! | #DIV/0! | #DIV/0! | #DIV/0! | 0 | 0 | 0 | 0
1985-03-24 | Mar | 24 | 20:00 | 35.96 | 30 | 1515.7481 | 90944.8848 | 0 | 0 | 0.041604 | 4.0107e-08 | 0.080074 | 0.014035 | 0.24 | 0.71143 | 0 | 0.73031 | 0.0020163 | 0 | #DIV/0! | #DIV/0! | #DIV/0! | #DIV/0! | 0 | 0 | 0 | 0
1985-03-24 | Mar | 24 | 21:00 | 35.96 | 30 | 1417.3229 | 85039.3728 | 0 | 0 | 0.041604 | 4.0107e-08 | 0.080074 | 0.014035 | 0.24 | 0.71143 | 0 | 0.73031 | 0.0020163 | 0 | #DIV/0! | #DIV/0! | #DIV/0! | #DIV/0! | 0 | 0 | 0 | 0
1985-03-24 | Mar | 24 | 22:00 | 35.96 | 30 | 1515.7481 | 90944.8848 | 0 | 0 | 0.041604 | 4.0107e-08 | 0.080074 | 0.014035 | 0.24 | 0.71143 | 0 | 0.73031 | 0.0020163 | 0 | #DIV/0! | #DIV/0! | #DIV/0! | #DIV/0! | 0 | 0 | 0 | 0
1985-03-24 | Mar | 24 | 23:00 | 35.06 | 50 | 1220.4725 | 73228.3488 | 0 | 0 | 0.041583 | 4.0007e-08 | 0.08022 | 0.014012 | 0.24 | 0.71226 | 0 | 0.72776 | 0.00202 | 0 | #DIV/0! | #DIV/0! | #DIV/0! | #DIV/0! | 0 | 0 | 0 | 0
1985-03-24 | Mar | 24 | 24:00 | 35.06 | 50 | 1318.8977 | 79133.8608 | 0 | 0 | 0.041583 | 4.0007e-08 | 0.08022 | 0.014012 | 0.24 | 0.71226 | 0 | 0.72776 | 0.00202 | 0 | #DIV/0! | #DIV/0! | #DIV/0! | #DIV/0! | 0 | 0 | 0 | 0
1985-03-25 | Mar | 25 | 1:00 | 33.98 | 50 | 1122.0473 | 67322.8368 | 0 | 0 | 0.041558 | 3.9887e-08 | 0.080395 | 0.013983 | 0.24 | 0.71327 | 0 | 0.72473 | 0.0020244 | 0 | #DIV/0! | #DIV/0! | #DIV/0! | #DIV/0! | 0 | 0 | 0 | 0
1985-03-25 | Mar | 25 | 2:00 | 33.98 | 40 | 1122.0473 | 67322.8368 | 0 | 0 | 0.041558 | 3.9887e-08 | 0.080395 | 0.013983 | 0.24 | 0.71327 | 0 | 0.72473 | 0.0020244 | 0 | #DIV/0! | #DIV/0! | #DIV/0! | #DIV/0! | 0 | 0 | 0 | 0
1985-03-25 | Mar | 25 | 3:00 | 33.98 | 50 | 1023.6221 | 61417.3248 | 0 | 0 | 0.041558 | 3.9887e-08 | 0.080395 | 0.013983 | 0.24 | 0.71327 | 0 | 0.72473 | 0.0020244 | 0 | #DIV/0! | #DIV/0! | #DIV/0! | #DIV/0! | 0 | 0 | 0 | 0
1985-03-25 | Mar | 25 | 4:00 | 35.06 | 50 | 1023.6221 | 61417.3248 | 0 | 0 | 0.041583 | 4.0007e-08 | 0.08022 | 0.014012 | 0.24 | 0.71226 | 0 | 0.72776 | 0.00202 | 0 | #DIV/0! | #DIV/0! | #DIV/0! | #DIV/0! | 0 | 0 | 0 | 0
1985-03-25 | Mar | 25 | 5:00 | 35.06 | 60 | 807.0866 | 48425.1984 | 0 | 0 | 0.041583 | 4.0007e-08 | 0.08022 | 0.014012 | 0.24 | 0.71226 | 0 | 0.72776 | 0.00202 | 0 | #DIV/0! | #DIV/0! | #DIV/0! | #DIV/0! | 0 | 0 | 0 | 0
1985-03-25 | Mar | 25 | 6:00 | 35.06 | 80 | 905.5118 | 54330.7104 | 0 | 0 | 0.041583 | 4.0007e-08 | 0.08022 | 0.014012 | 0.24 | 0.71226 | 0 | 0.72776 | 0.00202 | 0 | #DIV/0! | #DIV/0! | #DIV/0! | #DIV/0! | 0 | 0 | 0 | 0
1985-03-25 | Mar | 25 | 7:00 | 35.06 | 90 | 807.0866 | 48425.1984 | 0 | 0 | 0.041583 | 4.0007e-08 | 0.08022 | 0.014012 | 0.24 | 0.71226 | 0 | 0.72776 | 0.00202 | 0 | #DIV/0! | #DIV/0! | #DIV/0! | #DIV/0! | 0 | 0 | 0 | 0
1985-03-25 | Mar | 25 | 8:00 | 37.04 | 80 | 610.2362 | 36614.1744 | 0 | 0 | 0.041629 | 4.0227e-08 | 0.0799 | 0.014063 | 0.24 | 0.71044 | 0 | 0.73337 | 0.0020119 | 0 | #DIV/0! | #DIV/0! | #DIV/0! | #DIV/0! | 0 | 0 | 0 | 0
1985-03-25 | Mar | 25 | 9:00 | 37.94 | 60 | 708.6614 | 42519.6864 | 0 | 0 | 0.04165 | 4.0327e-08 | 0.079754 | 0.014086 | 0.24 | 0.70961 | 0 | 0.73593 | 0.0020083 | 0 | #DIV/0! | #DIV/0! | #DIV/0! | #DIV/0! | 0 | 0 | 0 | 0
1985-03-25 | Mar | 25 | 10:00 | 39.02 | 40 | 610.2362 | 36614.1744 | 0 | 0 | 0.041675 | 4.0447e-08 | 0.079579 | 0.014115 | 0.24 | 0.70863 | 0 | 0.73902 | 0.0020039 | 0 | #DIV/0! | #DIV/0! | #DIV/0! | #DIV/0! | 0 | 0 | 0 | 0
1985-03-25 | Mar | 25 | 11:00 | 41 | 120 | 511.811 | 30708.6624 | 0 | 0 | 0.04179 | 4.0722e-08 | 0.079264 | 0.014166 | 0.24 | 0.70801 | 0 | 0.74466 | 0.001996 | 0 | #DIV/0! | #DIV/0! | #DIV/0! | #DIV/0! | 0 | 0 | 0 | 0
1985-03-25 | Mar | 25 | 12:00 | 42.08 | 120 | 295.2756 | 17716.536 | 0 | 0 | 0.04189 | 4.0902e-08 | 0.079096 | 0.014194 | 0.24 | 0.7083 | 0 | 0.74773 | 0.0019917 | 0 | #DIV/0! | #DIV/0! | #DIV/0! | #DIV/0! | 0 | 0 | 0 | 0
1985-03-25 | Mar | 25 | 13:00 | 42.98 | 230 | 413.3858 | 24803.1504 | 0 | 0 | 0.041974 | 4.1052e-08 | 0.078955 | 0.014217 | 0.24 | 0.70854 | 0 | 0.75029 | 0.0019882 | 0 | #DIV/0! | #DIV/0! | #DIV/0! | #DIV/0! | 0 | 0 | 0 | 0
1985-03-25 | Mar | 25 | 14:00 | 42.98 | 0 | 0 | 0 | 0 | 0 | 0.041974 | 4.1052e-08 | 0.078955 | 0.014217 | 0.24 | 0.70854 | 0 | 0.75029 | 0.0019882 | 0 | #DIV/0! | #DIV/0! | #DIV/0! | #DIV/0! | 0 | 0 | 0 | 0
1985-03-25 | Mar | 25 | 15:00 | 44.06 | 220 | 511.811 | 30708.6624 | 0 | 0 | 0.042074 | 4.1232e-08 | 0.078787 | 0.014246 | 0.24 | 0.70883 | 0 | 0.75338 | 0.0019839 | 0 | #DIV/0! | #DIV/0! | #DIV/0! | #DIV/0! | 0 | 0 | 0 | 0
1985-03-25 | Mar | 25 | 16:00 | 44.06 | 220 | 708.6614 | 42519.6864 | 0 | 0 | 0.042074 | 4.1232e-08 | 0.078787 | 0.014246 | 0.24 | 0.70883 | 0 | 0.75338 | 0.0019839 | 0 | #DIV/0! | #DIV/0! | #DIV/0! | #DIV/0! | 0 | 0 | 0 | 0
1985-03-25 | Mar | 25 | 17:00 | 42.98 | 210 | 708.6614 | 42519.6864 | 0 | 0 | 0.041974 | 4.1052e-08 | 0.078955 | 0.014217 | 0.24 | 0.70854 | 0 | 0.75029 | 0.0019882 | 0 | #DIV/0! | #DIV/0! | #DIV/0! | #DIV/0! | 0 | 0 | 0 | 0
1985-03-25 | Mar | 25 | 18:00 | 42.08 | 220 | 413.3858 | 24803.1504 | 0 | 0 | 0.04189 | 4.0902e-08 | 0.079096 | 0.014194 | 0.24 | 0.7083 | 0 | 0.74773 | 0.0019917 | 0 | #DIV/0! | #DIV/0! | #DIV/0! | #DIV/0! | 0 | 0 | 0 | 0
1985-03-25 | Mar | 25 | 19:00 | 39.02 | 0 | 0 | 0 | 0 | 0 | 0.041675 | 4.0447e-08 | 0.079579 | 0.014115 | 0.24 | 0.70863 | 0 | 0.73902 | 0.0020039 | 0 | #DIV/0! | #DIV/0! | #DIV/0! | #DIV/0! | 0 | 0 | 0 | 0
1985-03-25 | Mar | 25 | 20:00 | 35.06 | 130 | 511.811 | 30708.6624 | 0 | 0 | 0.041583 | 4.0007e-08 | 0.08022 | 0.014012 | 0.24 | 0.71226 | 0 | 0.72776 | 0.00202 | 0 | #DIV/0! | #DIV/0! | #DIV/0! | #DIV/0! | 0 | 0 | 0 | 0
1985-03-25 | Mar | 25 | 21:00 | 35.06 | 130 | 610.2362 | 36614.1744 | 0 | 0 | 0.041583 | 4.0007e-08 | 0.08022 | 0.014012 | 0.24 | 0.71226 | 0 | 0.72776 | 0.00202 | 0 | #DIV/0! | #DIV/0! | #DIV/0! | #DIV/0! | 0 | 0 | 0 | 0
1985-03-25 | Mar | 25 | 22:00 | 33.08 | 150 | 610.2362 | 36614.1744 | 0 | 0 | 0.041537 | 3.9787e-08 | 0.080541 | 0.01396 | 0.24 | 0.7141 | 0 | 0.7222 | 0.0020281 | 0 | #DIV/0! | #DIV/0! | #DIV/0! | #DIV/0! | 0 | 0 | 0 | 0
1985-03-25 | Mar | 25 | 23:00 | 33.08 | 170 | 413.3858 | 24803.1504 | 0 | 0 | 0.041537 | 3.9787e-08 | 0.080541 | 0.01396 | 0.24 | 0.7141 | 0 | 0.7222 | 0.0020281 | 0 | #DIV/0! | #DIV/0! | #DIV/0! | #DIV/0! | 0 | 0 | 0 | 0
1985-03-25 | Mar | 25 | 24:00 | 32 | 150 | 511.811 | 30708.6624 | 0 | 0 | 0.041512 | 3.9667e-08 | 0.080716 | 0.013932 | 0.24 | 0.71511 | 0 | 0.71919 | 0.0020325 | 0 | #DIV/0! | #DIV/0! | #DIV/0! | #DIV/0! | 0 | 0 | 0 | 0
1985-03-26 | Mar | 26 | 1:00 | 33.08 | 160 | 413.3858 | 24803.1504 | 0 | 0 | 0.041537 | 3.9787e-08 | 0.080541 | 0.01396 | 0.24 | 0.7141 | 0 | 0.7222 | 0.0020281 | 0 | #DIV/0! | #DIV/0! | #DIV/0! | #DIV/0! | 0 | 0 | 0 | 0
1985-03-26 | Mar | 26 | 2:00 | 32 | 170 | 511.811 | 30708.6624 | 0 | 0 | 0.041512 | 3.9667e-08 | 0.080716 | 0.013932 | 0.24 | 0.71511 | 0 | 0.71919 | 0.0020325 | 0 | #DIV/0! | #DIV/0! | #DIV/0! | #DIV/0! | 0 | 0 | 0 | 0
1985-03-26 | Mar | 26 | 3:00 | 30.92 | 170 | 610.2362 | 36614.1744 | 0 | 0 | 0.041487 | 3.9547e-08 | 0.080891 | 0.013904 | 0.24 | 0.71612 | 0 | 0.71619 | 0.002037 | 0 | #DIV/0! | #DIV/0! | #DIV/0! | #DIV/0! | 0 | 0 | 0 | 0
1985-03-26 | Mar | 26 | 4:00 | 33.08 | 170 | 610.2362 | 36614.1744 | 0 | 0 | 0.041537 | 3.9787e-08 | 0.080541 | 0.01396 | 0.24 | 0.7141 | 0 | 0.7222 | 0.0020281 | 0 | #DIV/0! | #DIV/0! | #DIV/0! | #DIV/0! | 0 | 0 | 0 | 0
1985-03-26 | Mar | 26 | 5:00 | 33.08 | 170 | 610.2362 | 36614.1744 | 0 | 0 | 0.041537 | 3.9787e-08 | 0.080541 | 0.01396 | 0.24 | 0.7141 | 0 | 0.7222 | 0.0020281 | 0 | #DIV/0! | #DIV/0! | #DIV/0! | #DIV/0! | 0 | 0 | 0 | 0
1985-03-26 | Mar | 26 | 6:00 | 32 | 170 | 610.2362 | 36614.1744 | 0 | 0 | 0.041512 | 3.9667e-08 | 0.080716 | 0.013932 | 0.24 | 0.71511 | 0 | 0.71919 | 0.0020325 | 0 | #DIV/0! | #DIV/0! | #DIV/0! | #DIV/0! | 0 | 0 | 0 | 0
1985-03-26 | Mar | 26 | 7:00 | 35.96 | 190 | 708.6614 | 42519.6864 | 0 | 0 | 0.041604 | 4.0107e-08 | 0.080074 | 0.014035 | 0.24 | 0.71143 | 0 | 0.73031 | 0.0020163 | 0 | #DIV/0! | #DIV/0! | #DIV/0! | #DIV/0! | 0 | 0 | 0 | 0
1985-03-26 | Mar | 26 | 8:00 | 42.98 | 190 | 1023.6221 | 61417.3248 | 0 | 0 | 0.041974 | 4.1052e-08 | 0.078955 | 0.014217 | 0.24 | 0.70854 | 0 | 0.75029 | 0.0019882 | 0 | #DIV/0! | #DIV/0! | #DIV/0! | #DIV/0! | 0 | 0 | 0 | 0
1985-03-26 | Mar | 26 | 9:00 | 46.94 | 200 | 1417.3229 | 85039.3728 | 0 | 0 | 0.042341 | 4.1712e-08 | 0.078337 | 0.01432 | 0.24 | 0.7096 | 0 | 0.76169 | 0.0019726 | 0 | #DIV/0! | #DIV/0! | #DIV/0! | #DIV/0! | 0 | 0 | 0 | 0
1985-03-26 | Mar | 26 | 10:00 | 51.98 | 190 | 1732.2835 | 103937.0112 | 0 | 0 | 0.042785 | 4.2552e-08 | 0.077563 | 0.014451 | 0.24 | 0.71054 | 0 | 0.77633 | 0.0019532 | 0 | #DIV/0! | #DIV/0! | #DIV/0! | #DIV/0! | 0 | 0 | 0 | 0
1985-03-26 | Mar | 26 | 11:00 | 55.04 | 190 | 1614.1733 | 96850.3968 | 0 | 0 | 0.043033 | 4.3062e-08 | 0.077104 | 0.014531 | 0.24 | 0.71074 | 0 | 0.78525 | 0.0019416 | 0 | #DIV/0! | #DIV/0! | #DIV/0! | #DIV/0! | 0 | 0 | 0 | 0
1985-03-26 | Mar | 26 | 12:00 | 59 | 190 | 1515.7481 | 90944.8848 | 0 | 0 | 0.043354 | 4.3722e-08 | 0.07651 | 0.014634 | 0.24 | 0.71101 | 0 | 0.79695 | 0.0019268 | 0 | #DIV/0! | #DIV/0! | #DIV/0! | #DIV/0! | 0 | 0 | 0 | 0
1985-03-26 | Mar | 26 | 13:00 | 60.98 | 220 | 1515.7481 | 90944.8848 | 0 | 0 | 0.043514 | 4.4052e-08 | 0.076219 | 0.014685 | 0.24 | 0.71114 | 0 | 0.80281 | 0.0019195 | 0 | #DIV/0! | #DIV/0! | #DIV/0! | #DIV/0! | 0 | 0 | 0 | 0
1985-03-26 | Mar | 26 | 14:00 | 62.96 | 200 | 2027.5591 | 121653.5472 | 0 | 0 | 0.043675 | 4.4382e-08 | 0.075934 | 0.014737 | 0.24 | 0.71127 | 0 | 0.80865 | 0.0019122 | 0 | #DIV/0! | #DIV/0! | #DIV/0! | #DIV/0! | 0 | 0 | 0 | 0
1985-03-26 | Mar | 26 | 15:00 | 64.04 | 190 | 1929.1339 | 115748.0352 | 0 | 0 | 0.043762 | 4.4562e-08 | 0.075778 | 0.014765 | 0.24 | 0.71134 | 0 | 0.81186 | 0.0019083 | 0 | #DIV/0! | #DIV/0! | #DIV/0! | #DIV/0! | 0 | 0 | 0 | 0
1985-03-26 | Mar | 26 | 16:00 | 64.04 | 190 | 1732.2835 | 103937.0112 | 0 | 0 | 0.043762 | 4.4562e-08 | 0.075778 | 0.014765 | 0.24 | 0.71134 | 0 | 0.81186 | 0.0019083 | 0 | #DIV/0! | #DIV/0! | #DIV/0! | #DIV/0! | 0 | 0 | 0 | 0
1985-03-26 | Mar | 26 | 17:00 | 62.96 | 190 | 1614.1733 | 96850.3968 | 0 | 0 | 0.043675 | 4.4382e-08 | 0.075934 | 0.014737 | 0.24 | 0.71127 | 0 | 0.80865 | 0.0019122 | 0 | #DIV/0! | #DIV/0! | #DIV/0! | #DIV/0! | 0 | 0 | 0 | 0
1985-03-26 | Mar | 26 | 18:00 | 60.98 | 180 | 2027.5591 | 121653.5472 | 0 | 0 | 0.043514 | 4.4052e-08 | 0.076219 | 0.014685 | 0.24 | 0.71114 | 0 | 0.80281 | 0.0019195 | 0 | #DIV/0! | #DIV/0! | #DIV/0! | #DIV/0! | 0 | 0 | 0 | 0
1985-03-26 | Mar | 26 | 19:00 | 59 | 190 | 2224.4095 | 133464.5712 | 0 | 0 | 0.043354 | 4.3722e-08 | 0.07651 | 0.014634 | 0.24 | 0.71101 | 0 | 0.79695 | 0.0019268 | 0 | #DIV/0! | #DIV/0! | #DIV/0! | #DIV/0! | 0 | 0 | 0 | 0
1985-03-26 | Mar | 26 | 20:00 | 57.92 | 190 | 1732.2835 | 103937.0112 | 0 | 0 | 0.043266 | 4.3542e-08 | 0.076672 | 0.014606 | 0.24 | 0.71094 | 0 | 0.79374 | 0.0019308 | 0 | #DIV/0! | #DIV/0! | #DIV/0! | #DIV/0! | 0 | 0 | 0 | 0
1985-03-26 | Mar | 26 | 21:00 | 57.92 | 200 | 1614.1733 | 96850.3968 | 0 | 0 | 0.043266 | 4.3542e-08 | 0.076672 | 0.014606 | 0.24 | 0.71094 | 0 | 0.79374 | 0.0019308 | 0 | #DIV/0! | #DIV/0! | #DIV/0! | #DIV/0! | 0 | 0 | 0 | 0
1985-03-26 | Mar | 26 | 22:00 | 57.92 | 190 | 2027.5591 | 121653.5472 | 0 | 0 | 0.043266 | 4.3542e-08 | 0.076672 | 0.014606 | 0.24 | 0.71094 | 0 | 0.79374 | 0.0019308 | 0 | #DIV/0! | #DIV/0! | #DIV/0! | #DIV/0! | 0 | 0 | 0 | 0
1985-03-26 | Mar | 26 | 23:00 | 57.92 | 190 | 2224.4095 | 133464.5712 | 0 | 0 | 0.043266 | 4.3542e-08 | 0.076672 | 0.014606 | 0.24 | 0.71094 | 0 | 0.79374 | 0.0019308 | 0 | #DIV/0! | #DIV/0! | #DIV/0! | #DIV/0! | 0 | 0 | 0 | 0
1985-03-26 | Mar | 26 | 24:00 | 59 | 200 | 1732.2835 | 103937.0112 | 0 | 0 | 0.043354 | 4.3722e-08 | 0.07651 | 0.014634 | 0.24 | 0.71101 | 0 | 0.79695 | 0.0019268 | 0 | #DIV/0! | #DIV/0! | #DIV/0! | #DIV/0! | 0 | 0 | 0 | 0
1985-03-27 | Mar | 27 | 1:00 | 55.04 | 190 | 1515.7481 | 90944.8848 | 0 | 0 | 0.043033 | 4.3062e-08 | 0.077104 | 0.014531 | 0.24 | 0.71074 | 0 | 0.78525 | 0.0019416 | 0 | #DIV/0! | #DIV/0! | #DIV/0! | #DIV/0! | 0 | 0 | 0 | 0
1985-03-27 | Mar | 27 | 2:00 | 55.04 | 190 | 1732.2835 | 103937.0112 | 0 | 0 | 0.043033 | 4.3062e-08 | 0.077104 | 0.014531 | 0.24 | 0.71074 | 0 | 0.78525 | 0.0019416 | 0 | #DIV/0! | #DIV/0! | #DIV/0! | #DIV/0! | 0 | 0 | 0 | 0
1985-03-27 | Mar | 27 | 3:00 | 57.02 | 190 | 1614.1733 | 96850.3968 | 0 | 0 | 0.043193 | 4.3392e-08 | 0.076807 | 0.014583 | 0.24 | 0.71088 | 0 | 0.79108 | 0.0019342 | 0 | #DIV/0! | #DIV/0! | #DIV/0! | #DIV/0! | 0 | 0 | 0 | 0
1985-03-27 | Mar | 27 | 4:00 | 57.02 | 200 | 1515.7481 | 90944.8848 | 0 | 0 | 0.043193 | 4.3392e-08 | 0.076807 | 0.014583 | 0.24 | 0.71088 | 0 | 0.79108 | 0.0019342 | 0 | #DIV/0! | #DIV/0! | #DIV/0! | #DIV/0! | 0 | 0 | 0 | 0
1985-03-27 | Mar | 27 | 5:00 | 57.92 | 190 | 1318.8977 | 79133.8608 | 0 | 0 | 0.043266 | 4.3542e-08 | 0.076672 | 0.014606 | 0.24 | 0.71094 | 0 | 0.79374 | 0.0019308 | 0 | #DIV/0! | #DIV/0! | #DIV/0! | #DIV/0! | 0 | 0 | 0 | 0
1985-03-27 | Mar | 27 | 6:00 | 55.04 | 190 | 1515.7481 | 90944.8848 | 0 | 0 | 0.043033 | 4.3062e-08 | 0.077104 | 0.014531 | 0.24 | 0.71074 | 0 | 0.78525 | 0.0019416 | 0 | #DIV/0! | #DIV/0! | #DIV/0! | #DIV/0! | 0 | 0 | 0 | 0
1985-03-27 | Mar | 27 | 7:00 | 55.04 | 210 | 1417.3229 | 85039.3728 | 0 | 0 | 0.043033 | 4.3062e-08 | 0.077104 | 0.014531 | 0.24 | 0.71074 | 0 | 0.78525 | 0.0019416 | 0 | #DIV/0! | #DIV/0! | #DIV/0! | #DIV/0! | 0 | 0 | 0 | 0
1985-03-27 | Mar | 27 | 8:00 | 55.94 | 230 | 1830.7087 | 109842.5232 | 0 | 0 | 0.043106 | 4.3212e-08 | 0.076969 | 0.014554 | 0.24 | 0.71081 | 0 | 0.7879 | 0.0019382 | 0 | #DIV/0! | #DIV/0! | #DIV/0! | #DIV/0! | 0 | 0 | 0 | 0
1985-03-27 | Mar | 27 | 9:00 | 55.94 | 220 | 1318.8977 | 79133.8608 | 0 | 0 | 0.043106 | 4.3212e-08 | 0.076969 | 0.014554 | 0.24 | 0.71081 | 0 | 0.7879 | 0.0019382 | 0 | #DIV/0! | #DIV/0! | #DIV/0! | #DIV/0! | 0 | 0 | 0 | 0
1985-03-27 | Mar | 27 | 10:00 | 57.02 | 210 | 1220.4725 | 73228.3488 | 0 | 0 | 0.043193 | 4.3392e-08 | 0.076807 | 0.014583 | 0.24 | 0.71088 | 0 | 0.79108 | 0.0019342 | 0 | #DIV/0! | #DIV/0! | #DIV/0! | #DIV/0! | 0 | 0 | 0 | 0
1985-03-27 | Mar | 27 | 11:00 | 57.92 | 230 | 1515.7481 | 90944.8848 | 0 | 0 | 0.043266 | 4.3542e-08 | 0.076672 | 0.014606 | 0.24 | 0.71094 | 0 | 0.79374 | 0.0019308 | 0 | #DIV/0! | #DIV/0! | #DIV/0! | #DIV/0! | 0 | 0 | 0 | 0
1985-03-27 | Mar | 27 | 12:00 | 64.04 | 240 | 1417.3229 | 85039.3728 | 0 | 0 | 0.043762 | 4.4562e-08 | 0.075778 | 0.014765 | 0.24 | 0.71134 | 0 | 0.81186 | 0.0019083 | 0 | #DIV/0! | #DIV/0! | #DIV/0! | #DIV/0! | 0 | 0 | 0 | 0
1985-03-27 | Mar | 27 | 13:00 | 66.92 | 270 | 1929.1339 | 115748.0352 | 0 | 0 | 0.043996 | 4.5042e-08 | 0.075364 | 0.01484 | 0.24 | 0.71153 | 0 | 0.82046 | 0.0018978 | 0 | #DIV/0! | #DIV/0! | #DIV/0! | #DIV/0! | 0 | 0 | 0 | 0
1985-03-27 | Mar | 27 | 14:00 | 68 | 250 | 1929.1339 | 115748.0352 | 0 | 0 | 0.044084 | 4.5222e-08 | 0.075208 | 0.014868 | 0.24 | 0.7116 | 0 | 0.82372 | 0.0018939 | 0 | #DIV/0! | #DIV/0! | #DIV/0! | #DIV/0! | 0 | 0 | 0 | 0
1985-03-27 | Mar | 27 | 15:00 | 69.98 | 270 | 1614.1733 | 96850.3968 | 0 | 0 | 0.044244 | 4.5552e-08 | 0.074923 | 0.014919 | 0.24 | 0.71173 | 0 | 0.82971 | 0.0018869 | 0 | #DIV/0! | #DIV/0! | #DIV/0! | #DIV/0! | 0 | 0 | 0 | 0
1985-03-27 | Mar | 27 | 16:00 | 66.92 | 280 | 1220.4725 | 73228.3488 | 0 | 0 | 0.043996 | 4.5042e-08 | 0.075364 | 0.01484 | 0.24 | 0.71153 | 0 | 0.82046 | 0.0018978 | 0 | #DIV/0! | #DIV/0! | #DIV/0! | #DIV/0! | 0 | 0 | 0 | 0
1985-03-27 | Mar | 27 | 17:00 | 64.94 | 270 | 1023.6221 | 61417.3248 | 0 | 0 | 0.043835 | 4.4712e-08 | 0.075649 | 0.014788 | 0.24 | 0.7114 | 0 | 0.81454 | 0.001905 | 0 | #DIV/0! | #DIV/0! | #DIV/0! | #DIV/0! | 0 | 0 | 0 | 0
1985-03-27 | Mar | 27 | 18:00 | 60.08 | 270 | 610.2362 | 36614.1744 | 0 | 0 | 0.043441 | 4.3902e-08 | 0.076348 | 0.014662 | 0.24 | 0.71108 | 0 | 0.80017 | 0.0019228 | 0 | #DIV/0! | #DIV/0! | #DIV/0! | #DIV/0! | 0 | 0 | 0 | 0
1985-03-27 | Mar | 27 | 19:00 | 57.02 | 0 | 0 | 0 | 0 | 0 | 0.043193 | 4.3392e-08 | 0.076807 | 0.014583 | 0.24 | 0.71088 | 0 | 0.79108 | 0.0019342 | 0 | #DIV/0! | #DIV/0! | #DIV/0! | #DIV/0! | 0 | 0 | 0 | 0
1985-03-27 | Mar | 27 | 20:00 | 55.04 | 0 | 0 | 0 | 0 | 0 | 0.043033 | 4.3062e-08 | 0.077104 | 0.014531 | 0.24 | 0.71074 | 0 | 0.78525 | 0.0019416 | 0 | #DIV/0! | #DIV/0! | #DIV/0! | #DIV/0! | 0 | 0 | 0 | 0
1985-03-27 | Mar | 27 | 21:00 | 57.02 | 140 | 610.2362 | 36614.1744 | 0 | 0 | 0.043193 | 4.3392e-08 | 0.076807 | 0.014583 | 0.24 | 0.71088 | 0 | 0.79108 | 0.0019342 | 0 | #DIV/0! | #DIV/0! | #DIV/0! | #DIV/0! | 0 | 0 | 0 | 0
1985-03-27 | Mar | 27 | 22:00 | 55.94 | 120 | 708.6614 | 42519.6864 | 0 | 0 | 0.043106 | 4.3212e-08 | 0.076969 | 0.014554 | 0.24 | 0.71081 | 0 | 0.7879 | 0.0019382 | 0 | #DIV/0! | #DIV/0! | #DIV/0! | #DIV/0! | 0 | 0 | 0 | 0
1985-03-27 | Mar | 27 | 23:00 | 55.94 | 110 | 1220.4725 | 73228.3488 | 0 | 0 | 0.043106 | 4.3212e-08 | 0.076969 | 0.014554 | 0.24 | 0.71081 | 0 | 0.7879 | 0.0019382 | 0 | #DIV/0! | #DIV/0! | #DIV/0! | #DIV/0! | 0 | 0 | 0 | 0
1985-03-27 | Mar | 27 | 24:00 | 55.04 | 170 | 708.6614 | 42519.6864 | 0 | 0 | 0.043033 | 4.3062e-08 | 0.077104 | 0.014531 | 0.24 | 0.71074 | 0 | 0.78525 | 0.0019416 | 0 | #DIV/0! | #DIV/0! | #DIV/0! | #DIV/0! | 0 | 0 | 0 | 0
1985-03-28 | Mar | 28 | 1:00 | 57.02 | 160 | 905.5118 | 54330.7104 | 0 | 0 | 0.043193 | 4.3392e-08 | 0.076807 | 0.014583 | 0.24 | 0.71088 | 0 | 0.79108 | 0.0019342 | 0 | #DIV/0! | #DIV/0! | #DIV/0! | #DIV/0! | 0 | 0 | 0 | 0
1985-03-28 | Mar | 28 | 2:00 | 57.92 | 210 | 2224.4095 | 133464.5712 | 0 | 0 | 0.043266 | 4.3542e-08 | 0.076672 | 0.014606 | 0.24 | 0.71094 | 0 | 0.79374 | 0.0019308 | 0 | #DIV/0! | #DIV/0! | #DIV/0! | #DIV/0! | 0 | 0 | 0 | 0
1985-03-28 | Mar | 28 | 3:00 | 59 | 270 | 1732.2835 | 103937.0112 | 0 | 0 | 0.043354 | 4.3722e-08 | 0.07651 | 0.014634 | 0.24 | 0.71101 | 0 | 0.79695 | 0.0019268 | 0 | #DIV/0! | #DIV/0! | #DIV/0! | #DIV/0! | 0 | 0 | 0 | 0
1985-03-28 | Mar | 28 | 4:00 | 44.96 | 10 | 1122.0473 | 67322.8368 | 0 | 0 | 0.042157 | 4.1382e-08 | 0.078646 | 0.014269 | 0.24 | 0.70907 | 0 | 0.75597 | 0.0019804 | 0 | #DIV/0! | #DIV/0! | #DIV/0! | #DIV/0! | 0 | 0 | 0 | 0
1985-03-28 | Mar | 28 | 5:00 | 44.06 | 40 | 905.5118 | 54330.7104 | 0 | 0 | 0.042074 | 4.1232e-08 | 0.078787 | 0.014246 | 0.24 | 0.70883 | 0 | 0.75338 | 0.0019839 | 0 | #DIV/0! | #DIV/0! | #DIV/0! | #DIV/0! | 0 | 0 | 0 | 0
1985-03-28 | Mar | 28 | 6:00 | 42.98 | 30 | 1023.6221 | 61417.3248 | 0 | 0 | 0.041974 | 4.1052e-08 | 0.078955 | 0.014217 | 0.24 | 0.70854 | 0 | 0.75029 | 0.0019882 | 0 | #DIV/0! | #DIV/0! | #DIV/0! | #DIV/0! | 0 | 0 | 0 | 0
1985-03-28 | Mar | 28 | 7:00 | 42.98 | 60 | 511.811 | 30708.6624 | 0 | 0 | 0.041974 | 4.1052e-08 | 0.078955 | 0.014217 | 0.24 | 0.70854 | 0 | 0.75029 | 0.0019882 | 0 | #DIV/0! | #DIV/0! | #DIV/0! | #DIV/0! | 0 | 0 | 0 | 0
1985-03-28 | Mar | 28 | 8:00 | 44.96 | 60 | 708.6614 | 42519.6864 | 0 | 0 | 0.042157 | 4.1382e-08 | 0.078646 | 0.014269 | 0.24 | 0.70907 | 0 | 0.75597 | 0.0019804 | 0 | #DIV/0! | #DIV/0! | #DIV/0! | #DIV/0! | 0 | 0 | 0 | 0
1985-03-28 | Mar | 28 | 9:00 | 44.96 | 10 | 905.5118 | 54330.7104 | 0 | 0 | 0.042157 | 4.1382e-08 | 0.078646 | 0.014269 | 0.24 | 0.70907 | 0 | 0.75597 | 0.0019804 | 0 | #DIV/0! | #DIV/0! | #DIV/0! | #DIV/0! | 0 | 0 | 0 | 0
1985-03-28 | Mar | 28 | 10:00 | 46.94 | 40 | 807.0866 | 48425.1984 | 0 | 0 | 0.042341 | 4.1712e-08 | 0.078337 | 0.01432 | 0.24 | 0.7096 | 0 | 0.76169 | 0.0019726 | 0 | #DIV/0! | #DIV/0! | #DIV/0! | #DIV/0! | 0 | 0 | 0 | 0
1985-03-28 | Mar | 28 | 11:00 | 42.98 | 30 | 807.0866 | 48425.1984 | 0 | 0 | 0.041974 | 4.1052e-08 | 0.078955 | 0.014217 | 0.24 | 0.70854 | 0 | 0.75029 | 0.0019882 | 0 | #DIV/0! | #DIV/0! | #DIV/0! | #DIV/0! | 0 | 0 | 0 | 0
1985-03-28 | Mar | 28 | 12:00 | 42.98 | 50 | 807.0866 | 48425.1984 | 0 | 0 | 0.041974 | 4.1052e-08 | 0.078955 | 0.014217 | 0.24 | 0.70854 | 0 | 0.75029 | 0.0019882 | 0 | #DIV/0! | #DIV/0! | #DIV/0! | #DIV/0! | 0 | 0 | 0 | 0
1985-03-28 | Mar | 28 | 13:00 | 41 | 50 | 1023.6221 | 61417.3248 | 0 | 0 | 0.04179 | 4.0722e-08 | 0.079264 | 0.014166 | 0.24 | 0.70801 | 0 | 0.74466 | 0.001996 | 0 | #DIV/0! | #DIV/0! | #DIV/0! | #DIV/0! | 0 | 0 | 0 | 0
1985-03-28 | Mar | 28 | 14:00 | 42.08 | 20 | 1122.0473 | 67322.8368 | 0 | 0 | 0.04189 | 4.0902e-08 | 0.079096 | 0.014194 | 0.24 | 0.7083 | 0 | 0.74773 | 0.0019917 | 0 | #DIV/0! | #DIV/0! | #DIV/0! | #DIV/0! | 0 | 0 | 0 | 0
1985-03-28 | Mar | 28 | 15:00 | 42.08 | 50 | 1220.4725 | 73228.3488 | 0 | 0 | 0.04189 | 4.0902e-08 | 0.079096 | 0.014194 | 0.24 | 0.7083 | 0 | 0.74773 | 0.0019917 | 0 | #DIV/0! | #DIV/0! | #DIV/0! | #DIV/0! | 0 | 0 | 0 | 0
1985-03-28 | Mar | 28 | 16:00 | 44.06 | 80 | 905.5118 | 54330.7104 | 0 | 0 | 0.042074 | 4.1232e-08 | 0.078787 | 0.014246 | 0.24 | 0.70883 | 0 | 0.75338 | 0.0019839 | 0 | #DIV/0! | #DIV/0! | #DIV/0! | #DIV/0! | 0 | 0 | 0 | 0
1985-03-28 | Mar | 28 | 17:00 | 44.96 | 40 | 807.0866 | 48425.1984 | 0 | 0 | 0.042157 | 4.1382e-08 | 0.078646 | 0.014269 | 0.24 | 0.70907 | 0 | 0.75597 | 0.0019804 | 0 | #DIV/0! | #DIV/0! | #DIV/0! | #DIV/0! | 0 | 0 | 0 | 0
1985-03-28 | Mar | 28 | 18:00 | 44.96 | 40 | 610.2362 | 36614.1744 | 0 | 0 | 0.042157 | 4.1382e-08 | 0.078646 | 0.014269 | 0.24 | 0.70907 | 0 | 0.75597 | 0.0019804 | 0 | #DIV/0! | #DIV/0! | #DIV/0! | #DIV/0! | 0 | 0 | 0 | 0
1985-03-28 | Mar | 28 | 19:00 | 46.04 | 40 | 511.811 | 30708.6624 | 0 | 0 | 0.042257 | 4.1562e-08 | 0.078478 | 0.014297 | 0.24 | 0.70936 | 0 | 0.75908 | 0.0019761 | 0 | #DIV/0! | #DIV/0! | #DIV/0! | #DIV/0! | 0 | 0 | 0 | 0
1985-03-28 | Mar | 28 | 20:00 | 44.96 | 0 | 0 | 0 | 0 | 0 | 0.042157 | 4.1382e-08 | 0.078646 | 0.014269 | 0.24 | 0.70907 | 0 | 0.75597 | 0.0019804 | 0 | #DIV/0! | #DIV/0! | #DIV/0! | #DIV/0! | 0 | 0 | 0 | 0
1985-03-28 | Mar | 28 | 21:00 | 44.96 | 260 | 413.3858 | 24803.1504 | 0 | 0 | 0.042157 | 4.1382e-08 | 0.078646 | 0.014269 | 0.24 | 0.70907 | 0 | 0.75597 | 0.0019804 | 0 | #DIV/0! | #DIV/0! | #DIV/0! | #DIV/0! | 0 | 0 | 0 | 0
1985-03-28 | Mar | 28 | 22:00 | 46.04 | 270 | 511.811 | 30708.6624 | 0 | 0 | 0.042257 | 4.1562e-08 | 0.078478 | 0.014297 | 0.24 | 0.70936 | 0 | 0.75908 | 0.0019761 | 0 | #DIV/0! | #DIV/0! | #DIV/0! | #DIV/0! | 0 | 0 | 0 | 0
1985-03-28 | Mar | 28 | 23:00 | 48.02 | 250 | 807.0866 | 48425.1984 | 0 | 0 | 0.042441 | 4.1892e-08 | 0.078169 | 0.014349 | 0.24 | 0.70988 | 0 | 0.76482 | 0.0019684 | 0 | #DIV/0! | #DIV/0! | #DIV/0! | #DIV/0! | 0 | 0 | 0 | 0
1985-03-28 | Mar | 28 | 24:00 | 50 | 270 | 1023.6221 | 61417.3248 | 0 | 0 | 0.042624 | 4.2222e-08 | 0.07786 | 0.0144 | 0.24 | 0.7104 | 0 | 0.77061 | 0.0019608 | 0 | #DIV/0! | #DIV/0! | #DIV/0! | #DIV/0! | 0 | 0 | 0 | 0
1985-03-29 | Mar | 29 | 1:00 | 51.08 | 300 | 1023.6221 | 61417.3248 | 0 | 0 | 0.042712 | 4.2402e-08 | 0.077698 | 0.014428 | 0.24 | 0.71048 | 0 | 0.77373 | 0.0019566 | 0 | #DIV/0! | #DIV/0! | #DIV/0! | #DIV/0! | 0 | 0 | 0 | 0
1985-03-29 | Mar | 29 | 2:00 | 50 | 270 | 1220.4725 | 73228.3488 | 0 | 0 | 0.042624 | 4.2222e-08 | 0.07786 | 0.0144 | 0.24 | 0.7104 | 0 | 0.77061 | 0.0019608 | 0 | #DIV/0! | #DIV/0! | #DIV/0! | #DIV/0! | 0 | 0 | 0 | 0
1985-03-29 | Mar | 29 | 3:00 | 48.02 | 280 | 807.0866 | 48425.1984 | 0 | 0 | 0.042441 | 4.1892e-08 | 0.078169 | 0.014349 | 0.24 | 0.70988 | 0 | 0.76482 | 0.0019684 | 0 | #DIV/0! | #DIV/0! | #DIV/0! | #DIV/0! | 0 | 0 | 0 | 0
1985-03-29 | Mar | 29 | 4:00 | 46.04 | 310 | 807.0866 | 48425.1984 | 0 | 0 | 0.042257 | 4.1562e-08 | 0.078478 | 0.014297 | 0.24 | 0.70936 | 0 | 0.75908 | 0.0019761 | 0 | #DIV/0! | #DIV/0! | #DIV/0! | #DIV/0! | 0 | 0 | 0 | 0
1985-03-29 | Mar | 29 | 5:00 | 44.06 | 260 | 413.3858 | 24803.1504 | 0 | 0 | 0.042074 | 4.1232e-08 | 0.078787 | 0.014246 | 0.24 | 0.70883 | 0 | 0.75338 | 0.0019839 | 0 | #DIV/0! | #DIV/0! | #DIV/0! | #DIV/0! | 0 | 0 | 0 | 0
1985-03-29 | Mar | 29 | 6:00 | 42.08 | 260 | 511.811 | 30708.6624 | 0 | 0 | 0.04189 | 4.0902e-08 | 0.079096 | 0.014194 | 0.24 | 0.7083 | 0 | 0.74773 | 0.0019917 | 0 | #DIV/0! | #DIV/0! | #DIV/0! | #DIV/0! | 0 | 0 | 0 | 0
1985-03-29 | Mar | 29 | 7:00 | 42.98 | 270 | 610.2362 | 36614.1744 | 0 | 0 | 0.041974 | 4.1052e-08 | 0.078955 | 0.014217 | 0.24 | 0.70854 | 0 | 0.75029 | 0.0019882 | 0 | #DIV/0! | #DIV/0! | #DIV/0! | #DIV/0! | 0 | 0 | 0 | 0
1985-03-29 | Mar | 29 | 8:00 | 44.96 | 300 | 511.811 | 30708.6624 | 0 | 0 | 0.042157 | 4.1382e-08 | 0.078646 | 0.014269 | 0.24 | 0.70907 | 0 | 0.75597 | 0.0019804 | 0 | #DIV/0! | #DIV/0! | #DIV/0! | #DIV/0! | 0 | 0 | 0 | 0
1985-03-29 | Mar | 29 | 9:00 | 48.92 | 290 | 511.811 | 30708.6624 | 0 | 0 | 0.042524 | 4.2042e-08 | 0.078028 | 0.014372 | 0.24 | 0.71012 | 0 | 0.76745 | 0.0019649 | 0 | #DIV/0! | #DIV/0! | #DIV/0! | #DIV/0! | 0 | 0 | 0 | 0
1985-03-29 | Mar | 29 | 10:00 | 50 | 300 | 610.2362 | 36614.1744 | 0 | 0 | 0.042624 | 4.2222e-08 | 0.07786 | 0.0144 | 0.24 | 0.7104 | 0 | 0.77061 | 0.0019608 | 0 | #DIV/0! | #DIV/0! | #DIV/0! | #DIV/0! | 0 | 0 | 0 | 0
1985-03-29 | Mar | 29 | 11:00 | 53.06 | 280 | 511.811 | 30708.6624 | 0 | 0 | 0.042872 | 4.2732e-08 | 0.077401 | 0.01448 | 0.24 | 0.71061 | 0 | 0.77947 | 0.0019491 | 0 | #DIV/0! | #DIV/0! | #DIV/0! | #DIV/0! | 0 | 0 | 0 | 0
1985-03-29 | Mar | 29 | 12:00 | 55.04 | 300 | 610.2362 | 36614.1744 | 0 | 0 | 0.043033 | 4.3062e-08 | 0.077104 | 0.014531 | 0.24 | 0.71074 | 0 | 0.78525 | 0.0019416 | 0 | #DIV/0! | #DIV/0! | #DIV/0! | #DIV/0! | 0 | 0 | 0 | 0
1985-03-29 | Mar | 29 | 13:00 | 55.94 | 300 | 511.811 | 30708.6624 | 0 | 0 | 0.043106 | 4.3212e-08 | 0.076969 | 0.014554 | 0.24 | 0.71081 | 0 | 0.7879 | 0.0019382 | 0 | #DIV/0! | #DIV/0! | #DIV/0! | #DIV/0! | 0 | 0 | 0 | 0
1985-03-29 | Mar | 29 | 14:00 | 55.94 | 340 | 708.6614 | 42519.6864 | 0 | 0 | 0.043106 | 4.3212e-08 | 0.076969 | 0.014554 | 0.24 | 0.71081 | 0 | 0.7879 | 0.0019382 | 0 | #DIV/0! | #DIV/0! | #DIV/0! | #DIV/0! | 0 | 0 | 0 | 0
1985-03-29 | Mar | 29 | 15:00 | 51.08 | 80 | 1220.4725 | 73228.3488 | 0 | 0 | 0.042712 | 4.2402e-08 | 0.077698 | 0.014428 | 0.24 | 0.71048 | 0 | 0.77373 | 0.0019566 | 0 | #DIV/0! | #DIV/0! | #DIV/0! | #DIV/0! | 0 | 0 | 0 | 0
1985-03-29 | Mar | 29 | 16:00 | 44.96 | 50 | 1023.6221 | 61417.3248 | 0 | 0 | 0.042157 | 4.1382e-08 | 0.078646 | 0.014269 | 0.24 | 0.70907 | 0 | 0.75597 | 0.0019804 | 0 | #DIV/0! | #DIV/0! | #DIV/0! | #DIV/0! | 0 | 0 | 0 | 0
1985-03-29 | Mar | 29 | 17:00 | 42.08 | 60 | 1417.3229 | 85039.3728 | 0 | 0 | 0.04189 | 4.0902e-08 | 0.079096 | 0.014194 | 0.24 | 0.7083 | 0 | 0.74773 | 0.0019917 | 0 | #DIV/0! | #DIV/0! | #DIV/0! | #DIV/0! | 0 | 0 | 0 | 0
1985-03-29 | Mar | 29 | 18:00 | 41 | 60 | 1023.6221 | 61417.3248 | 0 | 0 | 0.04179 | 4.0722e-08 | 0.079264 | 0.014166 | 0.24 | 0.70801 | 0 | 0.74466 | 0.001996 | 0 | #DIV/0! | #DIV/0! | #DIV/0! | #DIV/0! | 0 | 0 | 0 | 0
1985-03-29 | Mar | 29 | 19:00 | 39.92 | 80 | 905.5118 | 54330.7104 | 0 | 0 | 0.041696 | 4.0547e-08 | 0.079433 | 0.014138 | 0.24 | 0.70781 | 0 | 0.74161 | 0.0020003 | 0 | #DIV/0! | #DIV/0! | #DIV/0! | #DIV/0! | 0 | 0 | 0 | 0
1985-03-29 | Mar | 29 | 20:00 | 39.02 | 40 | 1515.7481 | 90944.8848 | 0 | 0 | 0.041675 | 4.0447e-08 | 0.079579 | 0.014115 | 0.24 | 0.70863 | 0 | 0.73902 | 0.0020039 | 0 | #DIV/0! | #DIV/0! | #DIV/0! | #DIV/0! | 0 | 0 | 0 | 0
1985-03-29 | Mar | 29 | 21:00 | 37.94 | 30 | 1318.8977 | 79133.8608 | 0 | 0 | 0.04165 | 4.0327e-08 | 0.079754 | 0.014086 | 0.24 | 0.70961 | 0 | 0.73593 | 0.0020083 | 0 | #DIV/0! | #DIV/0! | #DIV/0! | #DIV/0! | 0 | 0 | 0 | 0
1985-03-29 | Mar | 29 | 22:00 | 35.96 | 30 | 1515.7481 | 90944.8848 | 0 | 0 | 0.041604 | 4.0107e-08 | 0.080074 | 0.014035 | 0.24 | 0.71143 | 0 | 0.73031 | 0.0020163 | 0 | #DIV/0! | #DIV/0! | #DIV/0! | #DIV/0! | 0 | 0 | 0 | 0
1985-03-29 | Mar | 29 | 23:00 | 35.96 | 30 | 1318.8977 | 79133.8608 | 0 | 0 | 0.041604 | 4.0107e-08 | 0.080074 | 0.014035 | 0.24 | 0.71143 | 0 | 0.73031 | 0.0020163 | 0 | #DIV/0! | #DIV/0! | #DIV/0! | #DIV/0! | 0 | 0 | 0 | 0
1985-03-29 | Mar | 29 | 24:00 | 35.06 | 30 | 1515.7481 | 90944.8848 | 0 | 0 | 0.041583 | 4.0007e-08 | 0.08022 | 0.014012 | 0.24 | 0.71226 | 0 | 0.72776 | 0.00202 | 0 | #DIV/0! | #DIV/0! | #DIV/0! | #DIV/0! | 0 | 0 | 0 | 0
1985-03-30 | Mar | 30 | 1:00 | 35.06 | 30 | 1220.4725 | 73228.3488 | 0 | 0 | 0.041583 | 4.0007e-08 | 0.08022 | 0.014012 | 0.24 | 0.71226 | 0 | 0.72776 | 0.00202 | 0 | #DIV/0! | #DIV/0! | #DIV/0! | #DIV/0! | 0 | 0 | 0 | 0
1985-03-30 | Mar | 30 | 2:00 | 35.06 | 20 | 1318.8977 | 79133.8608 | 0 | 0 | 0.041583 | 4.0007e-08 | 0.08022 | 0.014012 | 0.24 | 0.71226 | 0 | 0.72776 | 0.00202 | 0 | #DIV/0! | #DIV/0! | #DIV/0! | #DIV/0! | 0 | 0 | 0 | 0
1985-03-30 | Mar | 30 | 3:00 | 35.06 | 30 | 1417.3229 | 85039.3728 | 0 | 0 | 0.041583 | 4.0007e-08 | 0.08022 | 0.014012 | 0.24 | 0.71226 | 0 | 0.72776 | 0.00202 | 0 | #DIV/0! | #DIV/0! | #DIV/0! | #DIV/0! | 0 | 0 | 0 | 0
1985-03-30 | Mar | 30 | 4:00 | 33.98 | 40 | 1732.2835 | 103937.0112 | 0 | 0 | 0.041558 | 3.9887e-08 | 0.080395 | 0.013983 | 0.24 | 0.71327 | 0 | 0.72473 | 0.0020244 | 0 | #DIV/0! | #DIV/0! | #DIV/0! | #DIV/0! | 0 | 0 | 0 | 0
1985-03-30 | Mar | 30 | 5:00 | 33.98 | 40 | 1614.1733 | 96850.3968 | 0 | 0 | 0.041558 | 3.9887e-08 | 0.080395 | 0.013983 | 0.24 | 0.71327 | 0 | 0.72473 | 0.0020244 | 0 | #DIV/0! | #DIV/0! | #DIV/0! | #DIV/0! | 0 | 0 | 0 | 0
1985-03-30 | Mar | 30 | 6:00 | 33.98 | 40 | 1417.3229 | 85039.3728 | 0 | 0 | 0.041558 | 3.9887e-08 | 0.080395 | 0.013983 | 0.24 | 0.71327 | 0 | 0.72473 | 0.0020244 | 0 | #DIV/0! | #DIV/0! | #DIV/0! | #DIV/0! | 0 | 0 | 0 | 0
1985-03-30 | Mar | 30 | 7:00 | 33.98 | 40 | 1417.3229 | 85039.3728 | 0 | 0 | 0.041558 | 3.9887e-08 | 0.080395 | 0.013983 | 0.24 | 0.71327 | 0 | 0.72473 | 0.0020244 | 0 | #DIV/0! | #DIV/0! | #DIV/0! | #DIV/0! | 0 | 0 | 0 | 0
1985-03-30 | Mar | 30 | 8:00 | 35.96 | 60 | 1417.3229 | 85039.3728 | 0 | 0 | 0.041604 | 4.0107e-08 | 0.080074 | 0.014035 | 0.24 | 0.71143 | 0 | 0.73031 | 0.0020163 | 0 | #DIV/0! | #DIV/0! | #DIV/0! | #DIV/0! | 0 | 0 | 0 | 0
1985-03-30 | Mar | 30 | 9:00 | 35.96 | 70 | 1515.7481 | 90944.8848 | 0 | 0 | 0.041604 | 4.0107e-08 | 0.080074 | 0.014035 | 0.24 | 0.71143 | 0 | 0.73031 | 0.0020163 | 0 | #DIV/0! | #DIV/0! | #DIV/0! | #DIV/0! | 0 | 0 | 0 | 0
1985-03-30 | Mar | 30 | 10:00 | 35.96 | 70 | 1732.2835 | 103937.0112 | 0 | 0 | 0.041604 | 4.0107e-08 | 0.080074 | 0.014035 | 0.24 | 0.71143 | 0 | 0.73031 | 0.0020163 | 0 | #DIV/0! | #DIV/0! | #DIV/0! | #DIV/0! | 0 | 0 | 0 | 0
1985-03-30 | Mar | 30 | 11:00 | 35.06 | 50 | 1732.2835 | 103937.0112 | 0 | 0 | 0.041583 | 4.0007e-08 | 0.08022 | 0.014012 | 0.24 | 0.71226 | 0 | 0.72776 | 0.00202 | 0 | #DIV/0! | #DIV/0! | #DIV/0! | #DIV/0! | 0 | 0 | 0 | 0
1985-03-30 | Mar | 30 | 12:00 | 35.06 | 60 | 1614.1733 | 96850.3968 | 0 | 0 | 0.041583 | 4.0007e-08 | 0.08022 | 0.014012 | 0.24 | 0.71226 | 0 | 0.72776 | 0.00202 | 0 | #DIV/0! | #DIV/0! | #DIV/0! | #DIV/0! | 0 | 0 | 0 | 0
1985-03-30 | Mar | 30 | 13:00 | 35.06 | 50 | 1830.7087 | 109842.5232 | 0 | 0 | 0.041583 | 4.0007e-08 | 0.08022 | 0.014012 | 0.24 | 0.71226 | 0 | 0.72776 | 0.00202 | 0 | #DIV/0! | #DIV/0! | #DIV/0! | #DIV/0! | 0 | 0 | 0 | 0
1985-03-30 | Mar | 30 | 14:00 | 35.06 | 50 | 1732.2835 | 103937.0112 | 0 | 0 | 0.041583 | 4.0007e-08 | 0.08022 | 0.014012 | 0.24 | 0.71226 | 0 | 0.72776 | 0.00202 | 0 | #DIV/0! | #DIV/0! | #DIV/0! | #DIV/0! | 0 | 0 | 0 | 0
1985-03-30 | Mar | 30 | 15:00 | 33.08 | 50 | 1830.7087 | 109842.5232 | 0 | 0 | 0.041537 | 3.9787e-08 | 0.080541 | 0.01396 | 0.24 | 0.7141 | 0 | 0.7222 | 0.0020281 | 0 | #DIV/0! | #DIV/0! | #DIV/0! | #DIV/0! | 0 | 0 | 0 | 0
1985-03-30 | Mar | 30 | 16:00 | 33.98 | 50 | 2125.9843 | 127559.0592 | 0 | 0 | 0.041558 | 3.9887e-08 | 0.080395 | 0.013983 | 0.24 | 0.71327 | 0 | 0.72473 | 0.0020244 | 0 | #DIV/0! | #DIV/0! | #DIV/0! | #DIV/0! | 0 | 0 | 0 | 0
1985-03-30 | Mar | 30 | 17:00 | 35.96 | 70 | 1830.7087 | 109842.5232 | 0 | 0 | 0.041604 | 4.0107e-08 | 0.080074 | 0.014035 | 0.24 | 0.71143 | 0 | 0.73031 | 0.0020163 | 0 | #DIV/0! | #DIV/0! | #DIV/0! | #DIV/0! | 0 | 0 | 0 | 0
1985-03-30 | Mar | 30 | 18:00 | 37.94 | 60 | 1614.1733 | 96850.3968 | 0 | 0 | 0.04165 | 4.0327e-08 | 0.079754 | 0.014086 | 0.24 | 0.70961 | 0 | 0.73593 | 0.0020083 | 0 | #DIV/0! | #DIV/0! | #DIV/0! | #DIV/0! | 0 | 0 | 0 | 0
1985-03-30 | Mar | 30 | 19:00 | 35.96 | 60 | 1614.1733 | 96850.3968 | 0 | 0 | 0.041604 | 4.0107e-08 | 0.080074 | 0.014035 | 0.24 | 0.71143 | 0 | 0.73031 | 0.0020163 | 0 | #DIV/0! | #DIV/0! | #DIV/0! | #DIV/0! | 0 | 0 | 0 | 0
1985-03-30 | Mar | 30 | 20:00 | 35.96 | 70 | 1830.7087 | 109842.5232 | 0 | 0 | 0.041604 | 4.0107e-08 | 0.080074 | 0.014035 | 0.24 | 0.71143 | 0 | 0.73031 | 0.0020163 | 0 | #DIV/0! | #DIV/0! | #DIV/0! | #DIV/0! | 0 | 0 | 0 | 0
1985-03-30 | Mar | 30 | 21:00 | 35.96 | 80 | 1830.7087 | 109842.5232 | 0 | 0 | 0.041604 | 4.0107e-08 | 0.080074 | 0.014035 | 0.24 | 0.71143 | 0 | 0.73031 | 0.0020163 | 0 | #DIV/0! | #DIV/0! | #DIV/0! | #DIV/0! | 0 | 0 | 0 | 0
1985-03-30 | Mar | 30 | 22:00 | 35.96 | 100 | 1515.7481 | 90944.8848 | 0 | 0 | 0.041604 | 4.0107e-08 | 0.080074 | 0.014035 | 0.24 | 0.71143 | 0 | 0.73031 | 0.0020163 | 0 | #DIV/0! | #DIV/0! | #DIV/0! | #DIV/0! | 0 | 0 | 0 | 0
1985-03-30 | Mar | 30 | 23:00 | 35.06 | 80 | 1417.3229 | 85039.3728 | 0 | 0 | 0.041583 | 4.0007e-08 | 0.08022 | 0.014012 | 0.24 | 0.71226 | 0 | 0.72776 | 0.00202 | 0 | #DIV/0! | #DIV/0! | #DIV/0! | #DIV/0! | 0 | 0 | 0 | 0
1985-03-30 | Mar | 30 | 24:00 | 35.06 | 80 | 1417.3229 | 85039.3728 | 0 | 0 | 0.041583 | 4.0007e-08 | 0.08022 | 0.014012 | 0.24 | 0.71226 | 0 | 0.72776 | 0.00202 | 0 | #DIV/0! | #DIV/0! | #DIV/0! | #DIV/0! | 0 | 0 | 0 | 0
1985-03-31 | Mar | 31 | 1:00 | 35.06 | 80 | 1614.1733 | 96850.3968 | 0 | 0 | 0.041583 | 4.0007e-08 | 0.08022 | 0.014012 | 0.24 | 0.71226 | 0 | 0.72776 | 0.00202 | 0 | #DIV/0! | #DIV/0! | #DIV/0! | #DIV/0! | 0 | 0 | 0 | 0
1985-03-31 | Mar | 31 | 2:00 | 35.06 | 90 | 1732.2835 | 103937.0112 | 0 | 0 | 0.041583 | 4.0007e-08 | 0.08022 | 0.014012 | 0.24 | 0.71226 | 0 | 0.72776 | 0.00202 | 0 | #DIV/0! | #DIV/0! | #DIV/0! | #DIV/0! | 0 | 0 | 0 | 0
1985-03-31 | Mar | 31 | 3:00 | 35.06 | 90 | 1732.2835 | 103937.0112 | 0 | 0 | 0.041583 | 4.0007e-08 | 0.08022 | 0.014012 | 0.24 | 0.71226 | 0 | 0.72776 | 0.00202 | 0 | #DIV/0! | #DIV/0! | #DIV/0! | #DIV/0! | 0 | 0 | 0 | 0
1985-03-31 | Mar | 31 | 4:00 | 35.06 | 90 | 1929.1339 | 115748.0352 | 0 | 0 | 0.041583 | 4.0007e-08 | 0.08022 | 0.014012 | 0.24 | 0.71226 | 0 | 0.72776 | 0.00202 | 0 | #DIV/0! | #DIV/0! | #DIV/0! | #DIV/0! | 0 | 0 | 0 | 0
1985-03-31 | Mar | 31 | 5:00 | 35.96 | 110 | 1515.7481 | 90944.8848 | 0 | 0 | 0.041604 | 4.0107e-08 | 0.080074 | 0.014035 | 0.24 | 0.71143 | 0 | 0.73031 | 0.0020163 | 0 | #DIV/0! | #DIV/0! | #DIV/0! | #DIV/0! | 0 | 0 | 0 | 0
1985-03-31 | Mar | 31 | 6:00 | 37.04 | 110 | 1732.2835 | 103937.0112 | 0 | 0 | 0.041629 | 4.0227e-08 | 0.0799 | 0.014063 | 0.24 | 0.71044 | 0 | 0.73337 | 0.0020119 | 0 | #DIV/0! | #DIV/0! | #DIV/0! | #DIV/0! | 0 | 0 | 0 | 0
1985-03-31 | Mar | 31 | 7:00 | 37.04 | 120 | 1220.4725 | 73228.3488 | 0 | 0 | 0.041629 | 4.0227e-08 | 0.0799 | 0.014063 | 0.24 | 0.71044 | 0 | 0.73337 | 0.0020119 | 0 | #DIV/0! | #DIV/0! | #DIV/0! | #DIV/0! | 0 | 0 | 0 | 0
1985-03-31 | Mar | 31 | 8:00 | 39.02 | 120 | 1122.0473 | 67322.8368 | 0 | 0 | 0.041675 | 4.0447e-08 | 0.079579 | 0.014115 | 0.24 | 0.70863 | 0 | 0.73902 | 0.0020039 | 0 | #DIV/0! | #DIV/0! | #DIV/0! | #DIV/0! | 0 | 0 | 0 | 0
1985-03-31 | Mar | 31 | 9:00 | 39.92 | 160 | 1220.4725 | 73228.3488 | 0 | 0 | 0.041696 | 4.0547e-08 | 0.079433 | 0.014138 | 0.24 | 0.70781 | 0 | 0.74161 | 0.0020003 | 0 | #DIV/0! | #DIV/0! | #DIV/0! | #DIV/0! | 0 | 0 | 0 | 0
1985-03-31 | Mar | 31 | 10:00 | 42.98 | 230 | 1515.7481 | 90944.8848 | 0 | 0 | 0.041974 | 4.1052e-08 | 0.078955 | 0.014217 | 0.24 | 0.70854 | 0 | 0.75029 | 0.0019882 | 0 | #DIV/0! | #DIV/0! | #DIV/0! | #DIV/0! | 0 | 0 | 0 | 0
1985-03-31 | Mar | 31 | 11:00 | 44.06 | 210 | 1830.7087 | 109842.5232 | 0 | 0 | 0.042074 | 4.1232e-08 | 0.078787 | 0.014246 | 0.24 | 0.70883 | 0 | 0.75338 | 0.0019839 | 0 | #DIV/0! | #DIV/0! | #DIV/0! | #DIV/0! | 0 | 0 | 0 | 0
1985-03-31 | Mar | 31 | 12:00 | 46.04 | 230 | 1614.1733 | 96850.3968 | 0 | 0 | 0.042257 | 4.1562e-08 | 0.078478 | 0.014297 | 0.24 | 0.70936 | 0 | 0.75908 | 0.0019761 | 0 | #DIV/0! | #DIV/0! | #DIV/0! | #DIV/0! | 0 | 0 | 0 | 0
1985-03-31 | Mar | 31 | 13:00 | 42.98 | 240 | 1830.7087 | 109842.5232 | 0 | 0 | 0.041974 | 4.1052e-08 | 0.078955 | 0.014217 | 0.24 | 0.70854 | 0 | 0.75029 | 0.0019882 | 0 | #DIV/0! | #DIV/0! | #DIV/0! | #DIV/0! | 0 | 0 | 0 | 0
1985-03-31 | Mar | 31 | 14:00 | 41 | 210 | 2224.4095 | 133464.5712 | 0 | 0 | 0.04179 | 4.0722e-08 | 0.079264 | 0.014166 | 0.24 | 0.70801 | 0 | 0.74466 | 0.001996 | 0 | #DIV/0! | #DIV/0! | #DIV/0! | #DIV/0! | 0 | 0 | 0 | 0
1985-03-31 | Mar | 31 | 15:00 | 39.92 | 230 | 2539.3702 | 152362.2096 | 0 | 0 | 0.041696 | 4.0547e-08 | 0.079433 | 0.014138 | 0.24 | 0.70781 | 0 | 0.74161 | 0.0020003 | 0 | #DIV/0! | #DIV/0! | #DIV/0! | #DIV/0! | 0 | 0 | 0 | 0
1985-03-31 | Mar | 31 | 16:00 | 37.04 | 230 | 2027.5591 | 121653.5472 | 0 | 0 | 0.041629 | 4.0227e-08 | 0.0799 | 0.014063 | 0.24 | 0.71044 | 0 | 0.73337 | 0.0020119 | 0 | #DIV/0! | #DIV/0! | #DIV/0! | #DIV/0! | 0 | 0 | 0 | 0
1985-03-31 | Mar | 31 | 17:00 | 32 | 240 | 2027.5591 | 121653.5472 | 0 | 0 | 0.041512 | 3.9667e-08 | 0.080716 | 0.013932 | 0.24 | 0.71511 | 0 | 0.71919 | 0.0020325 | 0 | #DIV/0! | #DIV/0! | #DIV/0! | #DIV/0! | 0 | 0 | 0 | 0
1985-03-31 | Mar | 31 | 18:00 | 33.98 | 230 | 2224.4095 | 133464.5712 | 0 | 0 | 0.041558 | 3.9887e-08 | 0.080395 | 0.013983 | 0.24 | 0.71327 | 0 | 0.72473 | 0.0020244 | 0 | #DIV/0! | #DIV/0! | #DIV/0! | #DIV/0! | 0 | 0 | 0 | 0
1985-03-31 | Mar | 31 | 19:00 | 33.08 | 230 | 2440.945 | 146456.6976 | 0 | 0 | 0.041537 | 3.9787e-08 | 0.080541 | 0.01396 | 0.24 | 0.7141 | 0 | 0.7222 | 0.0020281 | 0 | #DIV/0! | #DIV/0! | #DIV/0! | #DIV/0! | 0 | 0 | 0 | 0
1985-03-31 | Mar | 31 | 20:00 | 32 | 230 | 1830.7087 | 109842.5232 | 0 | 0 | 0.041512 | 3.9667e-08 | 0.080716 | 0.013932 | 0.24 | 0.71511 | 0 | 0.71919 | 0.0020325 | 0 | #DIV/0! | #DIV/0! | #DIV/0! | #DIV/0! | 0 | 0 | 0 | 0
1985-03-31 | Mar | 31 | 21:00 | 32 | 260 | 2027.5591 | 121653.5472 | 0 | 0 | 0.041512 | 3.9667e-08 | 0.080716 | 0.013932 | 0.24 | 0.71511 | 0 | 0.71919 | 0.0020325 | 0 | #DIV/0! | #DIV/0! | #DIV/0! | #DIV/0! | 0 | 0 | 0 | 0
1985-03-31 | Mar | 31 | 22:00 | 31.82 | 260 | 1830.7087 | 109842.5232 | 0 | 0 | 0.041508 | 3.9647e-08 | 0.080745 | 0.013927 | 0.24 | 0.71528 | 0 | 0.71869 | 0.0020333 | 0 | #DIV/0! | #DIV/0! | #DIV/0! | #DIV/0! | 0 | 0 | 0 | 0
1985-03-31 | Mar | 31 | 23:00 | 31.28 | 260 | 1614.1733 | 96850.3968 | 0 | 0 | 0.041496 | 3.9587e-08 | 0.080833 | 0.013913 | 0.24 | 0.71579 | 0 | 0.71719 | 0.0020355 | 0 | #DIV/0! | #DIV/0! | #DIV/0! | #DIV/0! | 0 | 0 | 0 | 0
1985-03-31 | Mar | 31 | 24:00 | 30.92 | 260 | 1417.3229 | 85039.3728 | 0 | 0 | 0.041487 | 3.9547e-08 | 0.080891 | 0.013904 | 0.24 | 0.71612 | 0 | 0.71619 | 0.002037 | 0 | #DIV/0! | #DIV/0! | #DIV/0! | #DIV/0! | 0 | 0 | 0 | 0
2002-04-01 | Apr | 1 | 1:00 | 30.38 | 280 | 1220.4725 | 73228.3488 | 0 | 0 | 0.041475 | 3.9487e-08 | 0.080978 | 0.01389 | 0.24 | 0.71663 | 0 | 0.71469 | 0.0020392 | 0 | #DIV/0! | #DIV/0! | #DIV/0! | #DIV/0! | 0 | 0 | 0 | 0
2002-04-01 | Apr | 1 | 2:00 | 30.02 | 280 | 1023.6221 | 61417.3248 | 0 | 0 | 0.041466 | 3.9447e-08 | 0.081037 | 0.013881 | 0.24 | 0.71697 | 0 | 0.71369 | 0.0020407 | 0 | #DIV/0! | #DIV/0! | #DIV/0! | #DIV/0! | 0 | 0 | 0 | 0
2002-04-01 | Apr | 1 | 3:00 | 29.48 | 290 | 807.0866 | 48425.1984 | 0 | 0 | 0.041418 | 3.9358e-08 | 0.081128 | 0.013866 | 0.24 | 0.71685 | 0 | 0.71217 | 0.002043 | 0 | #DIV/0! | #DIV/0! | #DIV/0! | #DIV/0! | 0 | 0 | 0 | 0
2002-04-01 | Apr | 1 | 4:00 | 28.94 | 290 | 610.2362 | 36614.1744 | 0 | 0 | 0.041368 | 3.9268e-08 | 0.081219 | 0.013852 | 0.24 | 0.71671 | 0 | 0.71065 | 0.0020452 | 0 | #DIV/0! | #DIV/0! | #DIV/0! | #DIV/0! | 0 | 0 | 0 | 0
2002-04-01 | Apr | 1 | 5:00 | 28.04 | 250 | 413.3858 | 24803.1504 | 0 | 0 | 0.041284 | 3.9118e-08 | 0.081371 | 0.013829 | 0.24 | 0.71648 | 0 | 0.70812 | 0.002049 | 0 | #DIV/0! | #DIV/0! | #DIV/0! | #DIV/0! | 0 | 0 | 0 | 0
2002-04-01 | Apr | 1 | 6:00 | 26.96 | 250 | 295.2756 | 17716.536 | 0 | 0 | 0.041184 | 3.8938e-08 | 0.081554 | 0.013801 | 0.24 | 0.7162 | 0 | 0.70511 | 0.0020536 | 0 | #DIV/0! | #DIV/0! | #DIV/0! | #DIV/0! | 0 | 0 | 0 | 0
2002-04-01 | Apr | 1 | 7:00 | 30.02 | 270 | 511.811 | 30708.6624 | 0 | 0 | 0.041466 | 3.9447e-08 | 0.081037 | 0.013881 | 0.24 | 0.71697 | 0 | 0.71369 | 0.0020407 | 0 | #DIV/0! | #DIV/0! | #DIV/0! | #DIV/0! | 0 | 0 | 0 | 0
2002-04-01 | Apr | 1 | 8:00 | 33.98 | 0 | 0 | 0 | 0 | 0 | 0.041558 | 3.9887e-08 | 0.080395 | 0.013983 | 0.24 | 0.71327 | 0 | 0.72473 | 0.0020244 | 0 | #DIV/0! | #DIV/0! | #DIV/0! | #DIV/0! | 0 | 0 | 0 | 0
2002-04-01 | Apr | 1 | 9:00 | 35.96 | 300 | 295.2756 | 17716.536 | 0 | 0 | 0.041604 | 4.0107e-08 | 0.080074 | 0.014035 | 0.24 | 0.71143 | 0 | 0.73031 | 0.0020163 | 0 | #DIV/0! | #DIV/0! | #DIV/0! | #DIV/0! | 0 | 0 | 0 | 0
2002-04-01 | Apr | 1 | 10:00 | 39.02 | 330 | 511.811 | 30708.6624 | 0 | 0 | 0.041675 | 4.0447e-08 | 0.079579 | 0.014115 | 0.24 | 0.70863 | 0 | 0.73902 | 0.0020039 | 0 | #DIV/0! | #DIV/0! | #DIV/0! | #DIV/0! | 0 | 0 | 0 | 0
2002-04-01 | Apr | 1 | 11:00 | 39.02 | 0 | 0 | 0 | 0 | 0 | 0.041675 | 4.0447e-08 | 0.079579 | 0.014115 | 0.24 | 0.70863 | 0 | 0.73902 | 0.0020039 | 0 | #DIV/0! | #DIV/0! | #DIV/0! | #DIV/0! | 0 | 0 | 0 | 0
2002-04-01 | Apr | 1 | 12:00 | 39.92 | 260 | 708.6614 | 42519.6864 | 0 | 0 | 0.041696 | 4.0547e-08 | 0.079433 | 0.014138 | 0.24 | 0.70781 | 0 | 0.74161 | 0.0020003 | 0 | #DIV/0! | #DIV/0! | #DIV/0! | #DIV/0! | 0 | 0 | 0 | 0
2002-04-01 | Apr | 1 | 13:00 | 39.92 | 190 | 413.3858 | 24803.1504 | 0 | 0 | 0.041696 | 4.0547e-08 | 0.079433 | 0.014138 | 0.24 | 0.70781 | 0 | 0.74161 | 0.0020003 | 0 | #DIV/0! | #DIV/0! | #DIV/0! | #DIV/0! | 0 | 0 | 0 | 0
2002-04-01 | Apr | 1 | 14:00 | 37.04 | 190 | 511.811 | 30708.6624 | 0 | 0 | 0.041629 | 4.0227e-08 | 0.0799 | 0.014063 | 0.24 | 0.71044 | 0 | 0.73337 | 0.0020119 | 0 | #DIV/0! | #DIV/0! | #DIV/0! | #DIV/0! | 0 | 0 | 0 | 0
2002-04-01 | Apr | 1 | 15:00 | 33.08 | 0 | 0 | 0 | 0 | 0 | 0.041537 | 3.9787e-08 | 0.080541 | 0.01396 | 0.24 | 0.7141 | 0 | 0.7222 | 0.0020281 | 0 | #DIV/0! | #DIV/0! | #DIV/0! | #DIV/0! | 0 | 0 | 0 | 0
2002-04-01 | Apr | 1 | 16:00 | 33.08 | 130 | 295.2756 | 17716.536 | 0 | 0 | 0.041537 | 3.9787e-08 | 0.080541 | 0.01396 | 0.24 | 0.7141 | 0 | 0.7222 | 0.0020281 | 0 | #DIV/0! | #DIV/0! | #DIV/0! | #DIV/0! | 0 | 0 | 0 | 0
2002-04-01 | Apr | 1 | 17:00 | 33.08 | 0 | 0 | 0 | 0 | 0 | 0.041537 | 3.9787e-08 | 0.080541 | 0.01396 | 0.24 | 0.7141 | 0 | 0.7222 | 0.0020281 | 0 | #DIV/0! | #DIV/0! | #DIV/0! | #DIV/0! | 0 | 0 | 0 | 0
2002-04-01 | Apr | 1 | 18:00 | 33.08 | 110 | 610.2362 | 36614.1744 | 0 | 0 | 0.041537 | 3.9787e-08 | 0.080541 | 0.01396 | 0.24 | 0.7141 | 0 | 0.7222 | 0.0020281 | 0 | #DIV/0! | #DIV/0! | #DIV/0! | #DIV/0! | 0 | 0 | 0 | 0
2002-04-01 | Apr | 1 | 19:00 | 33.08 | 90 | 807.0866 | 48425.1984 | 0 | 0 | 0.041537 | 3.9787e-08 | 0.080541 | 0.01396 | 0.24 | 0.7141 | 0 | 0.7222 | 0.0020281 | 0 | #DIV/0! | #DIV/0! | #DIV/0! | #DIV/0! | 0 | 0 | 0 | 0
2002-04-01 | Apr | 1 | 20:00 | 33.98 | 80 | 1023.6221 | 61417.3248 | 0 | 0 | 0.041558 | 3.9887e-08 | 0.080395 | 0.013983 | 0.24 | 0.71327 | 0 | 0.72473 | 0.0020244 | 0 | #DIV/0! | #DIV/0! | #DIV/0! | #DIV/0! | 0 | 0 | 0 | 0
2002-04-01 | Apr | 1 | 21:00 | 33.98 | 80 | 905.5118 | 54330.7104 | 0 | 0 | 0.041558 | 3.9887e-08 | 0.080395 | 0.013983 | 0.24 | 0.71327 | 0 | 0.72473 | 0.0020244 | 0 | #DIV/0! | #DIV/0! | #DIV/0! | #DIV/0! | 0 | 0 | 0 | 0
2002-04-01 | Apr | 1 | 22:00 | 35.06 | 100 | 1023.6221 | 61417.3248 | 0 | 0 | 0.041583 | 4.0007e-08 | 0.08022 | 0.014012 | 0.24 | 0.71226 | 0 | 0.72776 | 0.00202 | 0 | #DIV/0! | #DIV/0! | #DIV/0! | #DIV/0! | 0 | 0 | 0 | 0
2002-04-01 | Apr | 1 | 23:00 | 35.06 | 80 | 905.5118 | 54330.7104 | 0 | 0 | 0.041583 | 4.0007e-08 | 0.08022 | 0.014012 | 0.24 | 0.71226 | 0 | 0.72776 | 0.00202 | 0 | #DIV/0! | #DIV/0! | #DIV/0! | #DIV/0! | 0 | 0 | 0 | 0
2002-04-01 | Apr | 1 | 24:00 | 35.96 | 80 | 1023.6221 | 61417.3248 | 0 | 0 | 0.041604 | 4.0107e-08 | 0.080074 | 0.014035 | 0.24 | 0.71143 | 0 | 0.73031 | 0.0020163 | 0 | #DIV/0! | #DIV/0! | #DIV/0! | #DIV/0! | 0 | 0 | 0 | 0
2002-04-02 | Apr | 2 | 1:00 | 35.96 | 90 | 1122.0473 | 67322.8368 | 0 | 0 | 0.041604 | 4.0107e-08 | 0.080074 | 0.014035 | 0.24 | 0.71143 | 0 | 0.73031 | 0.0020163 | 0 | #DIV/0! | #DIV/0! | #DIV/0! | #DIV/0! | 0 | 0 | 0 | 0
2002-04-02 | Apr | 2 | 2:00 | 35.96 | 90 | 905.5118 | 54330.7104 | 0 | 0 | 0.041604 | 4.0107e-08 | 0.080074 | 0.014035 | 0.24 | 0.71143 | 0 | 0.73031 | 0.0020163 | 0 | #DIV/0! | #DIV/0! | #DIV/0! | #DIV/0! | 0 | 0 | 0 | 0
2002-04-02 | Apr | 2 | 3:00 | 35.96 | 60 | 708.6614 | 42519.6864 | 0 | 0 | 0.041604 | 4.0107e-08 | 0.080074 | 0.014035 | 0.24 | 0.71143 | 0 | 0.73031 | 0.0020163 | 0 | #DIV/0! | #DIV/0! | #DIV/0! | #DIV/0! | 0 | 0 | 0 | 0
2002-04-02 | Apr | 2 | 4:00 | 35.96 | 40 | 905.5118 | 54330.7104 | 0 | 0 | 0.041604 | 4.0107e-08 | 0.080074 | 0.014035 | 0.24 | 0.71143 | 0 | 0.73031 | 0.0020163 | 0 | #DIV/0! | #DIV/0! | #DIV/0! | #DIV/0! | 0 | 0 | 0 | 0
2002-04-02 | Apr | 2 | 5:00 | 37.04 | 10 | 708.6614 | 42519.6864 | 0 | 0 | 0.041629 | 4.0227e-08 | 0.0799 | 0.014063 | 0.24 | 0.71044 | 0 | 0.73337 | 0.0020119 | 0 | #DIV/0! | #DIV/0! | #DIV/0! | #DIV/0! | 0 | 0 | 0 | 0
2002-04-02 | Apr | 2 | 6:00 | 37.94 | 30 | 807.0866 | 48425.1984 | 0 | 0 | 0.04165 | 4.0327e-08 | 0.079754 | 0.014086 | 0.24 | 0.70961 | 0 | 0.73593 | 0.0020083 | 0 | #DIV/0! | #DIV/0! | #DIV/0! | #DIV/0! | 0 | 0 | 0 | 0
2002-04-02 | Apr | 2 | 7:00 | 37.94 | 30 | 807.0866 | 48425.1984 | 0 | 0 | 0.04165 | 4.0327e-08 | 0.079754 | 0.014086 | 0.24 | 0.70961 | 0 | 0.73593 | 0.0020083 | 0 | #DIV/0! | #DIV/0! | #DIV/0! | #DIV/0! | 0 | 0 | 0 | 0
2002-04-02 | Apr | 2 | 8:00 | 37.94 | 40 | 1023.6221 | 61417.3248 | 0 | 0 | 0.04165 | 4.0327e-08 | 0.079754 | 0.014086 | 0.24 | 0.70961 | 0 | 0.73593 | 0.0020083 | 0 | #DIV/0! | #DIV/0! | #DIV/0! | #DIV/0! | 0 | 0 | 0 | 0
2002-04-02 | Apr | 2 | 9:00 | 39.92 | 70 | 413.3858 | 24803.1504 | 0 | 0 | 0.041696 | 4.0547e-08 | 0.079433 | 0.014138 | 0.24 | 0.70781 | 0 | 0.74161 | 0.0020003 | 0 | #DIV/0! | #DIV/0! | #DIV/0! | #DIV/0! | 0 | 0 | 0 | 0
2002-04-02 | Apr | 2 | 10:00 | 42.08 | 320 | 610.2362 | 36614.1744 | 0 | 0 | 0.04189 | 4.0902e-08 | 0.079096 | 0.014194 | 0.24 | 0.7083 | 0 | 0.74773 | 0.0019917 | 0 | #DIV/0! | #DIV/0! | #DIV/0! | #DIV/0! | 0 | 0 | 0 | 0
2002-04-02 | Apr | 2 | 11:00 | 42.98 | 320 | 1318.8977 | 79133.8608 | 0 | 0 | 0.041974 | 4.1052e-08 | 0.078955 | 0.014217 | 0.24 | 0.70854 | 0 | 0.75029 | 0.0019882 | 0 | #DIV/0! | #DIV/0! | #DIV/0! | #DIV/0! | 0 | 0 | 0 | 0
2002-04-02 | Apr | 2 | 12:00 | 42.98 | 300 | 1122.0473 | 67322.8368 | 0 | 0 | 0.041974 | 4.1052e-08 | 0.078955 | 0.014217 | 0.24 | 0.70854 | 0 | 0.75029 | 0.0019882 | 0 | #DIV/0! | #DIV/0! | #DIV/0! | #DIV/0! | 0 | 0 | 0 | 0
2002-04-02 | Apr | 2 | 13:00 | 42.98 | 310 | 1417.3229 | 85039.3728 | 0 | 0 | 0.041974 | 4.1052e-08 | 0.078955 | 0.014217 | 0.24 | 0.70854 | 0 | 0.75029 | 0.0019882 | 0 | #DIV/0! | #DIV/0! | #DIV/0! | #DIV/0! | 0 | 0 | 0 | 0
2002-04-02 | Apr | 2 | 14:00 | 44.06 | 320 | 1732.2835 | 103937.0112 | 0 | 0 | 0.042074 | 4.1232e-08 | 0.078787 | 0.014246 | 0.24 | 0.70883 | 0 | 0.75338 | 0.0019839 | 0 | #DIV/0! | #DIV/0! | #DIV/0! | #DIV/0! | 0 | 0 | 0 | 0
2002-04-02 | Apr | 2 | 15:00 | 42.98 | 300 | 1220.4725 | 73228.3488 | 0 | 0 | 0.041974 | 4.1052e-08 | 0.078955 | 0.014217 | 0.24 | 0.70854 | 0 | 0.75029 | 0.0019882 | 0 | #DIV/0! | #DIV/0! | #DIV/0! | #DIV/0! | 0 | 0 | 0 | 0
2002-04-02 | Apr | 2 | 16:00 | 41 | 300 | 1318.8977 | 79133.8608 | 0 | 0 | 0.04179 | 4.0722e-08 | 0.079264 | 0.014166 | 0.24 | 0.70801 | 0 | 0.74466 | 0.001996 | 0 | #DIV/0! | #DIV/0! | #DIV/0! | #DIV/0! | 0 | 0 | 0 | 0
2002-04-02 | Apr | 2 | 17:00 | 39.02 | 310 | 1220.4725 | 73228.3488 | 0 | 0 | 0.041675 | 4.0447e-08 | 0.079579 | 0.014115 | 0.24 | 0.70863 | 0 | 0.73902 | 0.0020039 | 0 | #DIV/0! | #DIV/0! | #DIV/0! | #DIV/0! | 0 | 0 | 0 | 0
2002-04-02 | Apr | 2 | 18:00 | 39.02 | 310 | 1515.7481 | 90944.8848 | 0 | 0 | 0.041675 | 4.0447e-08 | 0.079579 | 0.014115 | 0.24 | 0.70863 | 0 | 0.73902 | 0.0020039 | 0 | #DIV/0! | #DIV/0! | #DIV/0! | #DIV/0! | 0 | 0 | 0 | 0
2002-04-02 | Apr | 2 | 19:00 | 37.04 | 300 | 1830.7087 | 109842.5232 | 0 | 0 | 0.041629 | 4.0227e-08 | 0.0799 | 0.014063 | 0.24 | 0.71044 | 0 | 0.73337 | 0.0020119 | 0 | #DIV/0! | #DIV/0! | #DIV/0! | #DIV/0! | 0 | 0 | 0 | 0
2002-04-02 | Apr | 2 | 20:00 | 37.94 | 310 | 1417.3229 | 85039.3728 | 0 | 0 | 0.04165 | 4.0327e-08 | 0.079754 | 0.014086 | 0.24 | 0.70961 | 0 | 0.73593 | 0.0020083 | 0 | #DIV/0! | #DIV/0! | #DIV/0! | #DIV/0! | 0 | 0 | 0 | 0
2002-04-02 | Apr | 2 | 21:00 | 37.04 | 310 | 1417.3229 | 85039.3728 | 0 | 0 | 0.041629 | 4.0227e-08 | 0.0799 | 0.014063 | 0.24 | 0.71044 | 0 | 0.73337 | 0.0020119 | 0 | #DIV/0! | #DIV/0! | #DIV/0! | #DIV/0! | 0 | 0 | 0 | 0
2002-04-02 | Apr | 2 | 22:00 | 35.96 | 330 | 1318.8977 | 79133.8608 | 0 | 0 | 0.041604 | 4.0107e-08 | 0.080074 | 0.014035 | 0.24 | 0.71143 | 0 | 0.73031 | 0.0020163 | 0 | #DIV/0! | #DIV/0! | #DIV/0! | #DIV/0! | 0 | 0 | 0 | 0
2002-04-02 | Apr | 2 | 23:00 | 35.96 | 350 | 1318.8977 | 79133.8608 | 0 | 0 | 0.041604 | 4.0107e-08 | 0.080074 | 0.014035 | 0.24 | 0.71143 | 0 | 0.73031 | 0.0020163 | 0 | #DIV/0! | #DIV/0! | #DIV/0! | #DIV/0! | 0 | 0 | 0 | 0
2002-04-02 | Apr | 2 | 24:00 | 33.98 | 360 | 807.0866 | 48425.1984 | 0 | 0 | 0.041558 | 3.9887e-08 | 0.080395 | 0.013983 | 0.24 | 0.71327 | 0 | 0.72473 | 0.0020244 | 0 | #DIV/0! | #DIV/0! | #DIV/0! | #DIV/0! | 0 | 0 | 0 | 0
2002-04-03 | Apr | 3 | 1:00 | 32 | 340 | 905.5118 | 54330.7104 | 0 | 0 | 0.041512 | 3.9667e-08 | 0.080716 | 0.013932 | 0.24 | 0.71511 | 0 | 0.71919 | 0.0020325 | 0 | #DIV/0! | #DIV/0! | #DIV/0! | #DIV/0! | 0 | 0 | 0 | 0
2002-04-03 | Apr | 3 | 2:00 | 32 | 350 | 1122.0473 | 67322.8368 | 0 | 0 | 0.041512 | 3.9667e-08 | 0.080716 | 0.013932 | 0.24 | 0.71511 | 0 | 0.71919 | 0.0020325 | 0 | #DIV/0! | #DIV/0! | #DIV/0! | #DIV/0! | 0 | 0 | 0 | 0
2002-04-03 | Apr | 3 | 3:00 | 30.92 | 330 | 708.6614 | 42519.6864 | 0 | 0 | 0.041487 | 3.9547e-08 | 0.080891 | 0.013904 | 0.24 | 0.71612 | 0 | 0.71619 | 0.002037 | 0 | #DIV/0! | #DIV/0! | #DIV/0! | #DIV/0! | 0 | 0 | 0 | 0
2002-04-03 | Apr | 3 | 4:00 | 30.92 | 310 | 708.6614 | 42519.6864 | 0 | 0 | 0.041487 | 3.9547e-08 | 0.080891 | 0.013904 | 0.24 | 0.71612 | 0 | 0.71619 | 0.002037 | 0 | #DIV/0! | #DIV/0! | #DIV/0! | #DIV/0! | 0 | 0 | 0 | 0
2002-04-03 | Apr | 3 | 5:00 | 30.02 | 310 | 413.3858 | 24803.1504 | 0 | 0 | 0.041466 | 3.9447e-08 | 0.081037 | 0.013881 | 0.24 | 0.71697 | 0 | 0.71369 | 0.0020407 | 0 | #DIV/0! | #DIV/0! | #DIV/0! | #DIV/0! | 0 | 0 | 0 | 0
2002-04-03 | Apr | 3 | 6:00 | 30.92 | 310 | 610.2362 | 36614.1744 | 0 | 0 | 0.041487 | 3.9547e-08 | 0.080891 | 0.013904 | 0.24 | 0.71612 | 0 | 0.71619 | 0.002037 | 0 | #DIV/0! | #DIV/0! | #DIV/0! | #DIV/0! | 0 | 0 | 0 | 0
2002-04-03 | Apr | 3 | 7:00 | 32 | 310 | 708.6614 | 42519.6864 | 0 | 0 | 0.041512 | 3.9667e-08 | 0.080716 | 0.013932 | 0.24 | 0.71511 | 0 | 0.71919 | 0.0020325 | 0 | #DIV/0! | #DIV/0! | #DIV/0! | #DIV/0! | 0 | 0 | 0 | 0
2002-04-03 | Apr | 3 | 8:00 | 33.98 | 290 | 708.6614 | 42519.6864 | 0 | 0 | 0.041558 | 3.9887e-08 | 0.080395 | 0.013983 | 0.24 | 0.71327 | 0 | 0.72473 | 0.0020244 | 0 | #DIV/0! | #DIV/0! | #DIV/0! | #DIV/0! | 0 | 0 | 0 | 0
2002-04-03 | Apr | 3 | 9:00 | 35.96 | 310 | 807.0866 | 48425.1984 | 0 | 0 | 0.041604 | 4.0107e-08 | 0.080074 | 0.014035 | 0.24 | 0.71143 | 0 | 0.73031 | 0.0020163 | 0 | #DIV/0! | #DIV/0! | #DIV/0! | #DIV/0! | 0 | 0 | 0 | 0
2002-04-03 | Apr | 3 | 10:00 | 35.96 | 300 | 511.811 | 30708.6624 | 0 | 0 | 0.041604 | 4.0107e-08 | 0.080074 | 0.014035 | 0.24 | 0.71143 | 0 | 0.73031 | 0.0020163 | 0 | #DIV/0! | #DIV/0! | #DIV/0! | #DIV/0! | 0 | 0 | 0 | 0
2002-04-03 | Apr | 3 | 11:00 | 37.94 | 320 | 1220.4725 | 73228.3488 | 0 | 0 | 0.04165 | 4.0327e-08 | 0.079754 | 0.014086 | 0.24 | 0.70961 | 0 | 0.73593 | 0.0020083 | 0 | #DIV/0! | #DIV/0! | #DIV/0! | #DIV/0! | 0 | 0 | 0 | 0
2002-04-03 | Apr | 3 | 12:00 | 37.94 | 310 | 1023.6221 | 61417.3248 | 0 | 0 | 0.04165 | 4.0327e-08 | 0.079754 | 0.014086 | 0.24 | 0.70961 | 0 | 0.73593 | 0.0020083 | 0 | #DIV/0! | #DIV/0! | #DIV/0! | #DIV/0! | 0 | 0 | 0 | 0
2002-04-03 | Apr | 3 | 13:00 | 39.92 | 270 | 1023.6221 | 61417.3248 | 0 | 0 | 0.041696 | 4.0547e-08 | 0.079433 | 0.014138 | 0.24 | 0.70781 | 0 | 0.74161 | 0.0020003 | 0 | #DIV/0! | #DIV/0! | #DIV/0! | #DIV/0! | 0 | 0 | 0 | 0
2002-04-03 | Apr | 3 | 14:00 | 37.94 | 320 | 905.5118 | 54330.7104 | 0 | 0 | 0.04165 | 4.0327e-08 | 0.079754 | 0.014086 | 0.24 | 0.70961 | 0 | 0.73593 | 0.0020083 | 0 | #DIV/0! | #DIV/0! | #DIV/0! | #DIV/0! | 0 | 0 | 0 | 0
2002-04-03 | Apr | 3 | 15:00 | 39.02 | 310 | 708.6614 | 42519.6864 | 0 | 0 | 0.041675 | 4.0447e-08 | 0.079579 | 0.014115 | 0.24 | 0.70863 | 0 | 0.73902 | 0.0020039 | 0 | #DIV/0! | #DIV/0! | #DIV/0! | #DIV/0! | 0 | 0 | 0 | 0
2002-04-03 | Apr | 3 | 16:00 | 37.94 | 310 | 1023.6221 | 61417.3248 | 0 | 0 | 0.04165 | 4.0327e-08 | 0.079754 | 0.014086 | 0.24 | 0.70961 | 0 | 0.73593 | 0.0020083 | 0 | #DIV/0! | #DIV/0! | #DIV/0! | #DIV/0! | 0 | 0 | 0 | 0
2002-04-03 | Apr | 3 | 17:00 | 35.96 | 0 | 0 | 0 | 0 | 0 | 0.041604 | 4.0107e-08 | 0.080074 | 0.014035 | 0.24 | 0.71143 | 0 | 0.73031 | 0.0020163 | 0 | #DIV/0! | #DIV/0! | #DIV/0! | #DIV/0! | 0 | 0 | 0 | 0
2002-04-03 | Apr | 3 | 18:00 | 35.96 | 310 | 1122.0473 | 67322.8368 | 0 | 0 | 0.041604 | 4.0107e-08 | 0.080074 | 0.014035 | 0.24 | 0.71143 | 0 | 0.73031 | 0.0020163 | 0 | #DIV/0! | #DIV/0! | #DIV/0! | #DIV/0! | 0 | 0 | 0 | 0
2002-04-03 | Apr | 3 | 19:00 | 35.06 | 280 | 610.2362 | 36614.1744 | 0 | 0 | 0.041583 | 4.0007e-08 | 0.08022 | 0.014012 | 0.24 | 0.71226 | 0 | 0.72776 | 0.00202 | 0 | #DIV/0! | #DIV/0! | #DIV/0! | #DIV/0! | 0 | 0 | 0 | 0
2002-04-03 | Apr | 3 | 20:00 | 33.98 | 300 | 610.2362 | 36614.1744 | 0 | 0 | 0.041558 | 3.9887e-08 | 0.080395 | 0.013983 | 0.24 | 0.71327 | 0 | 0.72473 | 0.0020244 | 0 | #DIV/0! | #DIV/0! | #DIV/0! | #DIV/0! | 0 | 0 | 0 | 0
2002-04-03 | Apr | 3 | 21:00 | 33.98 | 280 | 610.2362 | 36614.1744 | 0 | 0 | 0.041558 | 3.9887e-08 | 0.080395 | 0.013983 | 0.24 | 0.71327 | 0 | 0.72473 | 0.0020244 | 0 | #DIV/0! | #DIV/0! | #DIV/0! | #DIV/0! | 0 | 0 | 0 | 0
2002-04-03 | Apr | 3 | 22:00 | 33.08 | 360 | 610.2362 | 36614.1744 | 0 | 0 | 0.041537 | 3.9787e-08 | 0.080541 | 0.01396 | 0.24 | 0.7141 | 0 | 0.7222 | 0.0020281 | 0 | #DIV/0! | #DIV/0! | #DIV/0! | #DIV/0! | 0 | 0 | 0 | 0
2002-04-03 | Apr | 3 | 23:00 | 32 | 350 | 807.0866 | 48425.1984 | 0 | 0 | 0.041512 | 3.9667e-08 | 0.080716 | 0.013932 | 0.24 | 0.71511 | 0 | 0.71919 | 0.0020325 | 0 | #DIV/0! | #DIV/0! | #DIV/0! | #DIV/0! | 0 | 0 | 0 | 0
2002-04-03 | Apr | 3 | 24:00 | 32 | 340 | 807.0866 | 48425.1984 | 0 | 0 | 0.041512 | 3.9667e-08 | 0.080716 | 0.013932 | 0.24 | 0.71511 | 0 | 0.71919 | 0.0020325 | 0 | #DIV/0! | #DIV/0! | #DIV/0! | #DIV/0! | 0 | 0 | 0 | 0
2002-04-04 | Apr | 4 | 1:00 | 30.92 | 360 | 413.3858 | 24803.1504 | 0 | 0 | 0.041487 | 3.9547e-08 | 0.080891 | 0.013904 | 0.24 | 0.71612 | 0 | 0.71619 | 0.002037 | 0 | #DIV/0! | #DIV/0! | #DIV/0! | #DIV/0! | 0 | 0 | 0 | 0
2002-04-04 | Apr | 4 | 2:00 | 30.92 | 350 | 511.811 | 30708.6624 | 0 | 0 | 0.041487 | 3.9547e-08 | 0.080891 | 0.013904 | 0.24 | 0.71612 | 0 | 0.71619 | 0.002037 | 0 | #DIV/0! | #DIV/0! | #DIV/0! | #DIV/0! | 0 | 0 | 0 | 0
2002-04-04 | Apr | 4 | 3:00 | 30.92 | 350 | 708.6614 | 42519.6864 | 0 | 0 | 0.041487 | 3.9547e-08 | 0.080891 | 0.013904 | 0.24 | 0.71612 | 0 | 0.71619 | 0.002037 | 0 | #DIV/0! | #DIV/0! | #DIV/0! | #DIV/0! | 0 | 0 | 0 | 0
2002-04-04 | Apr | 4 | 4:00 | 30.02 | 330 | 807.0866 | 48425.1984 | 0 | 0 | 0.041466 | 3.9447e-08 | 0.081037 | 0.013881 | 0.24 | 0.71697 | 0 | 0.71369 | 0.0020407 | 0 | #DIV/0! | #DIV/0! | #DIV/0! | #DIV/0! | 0 | 0 | 0 | 0
2002-04-04 | Apr | 4 | 5:00 | 30.02 | 330 | 807.0866 | 48425.1984 | 0 | 0 | 0.041466 | 3.9447e-08 | 0.081037 | 0.013881 | 0.24 | 0.71697 | 0 | 0.71369 | 0.0020407 | 0 | #DIV/0! | #DIV/0! | #DIV/0! | #DIV/0! | 0 | 0 | 0 | 0
2002-04-04 | Apr | 4 | 6:00 | 30.02 | 310 | 610.2362 | 36614.1744 | 0 | 0 | 0.041466 | 3.9447e-08 | 0.081037 | 0.013881 | 0.24 | 0.71697 | 0 | 0.71369 | 0.0020407 | 0 | #DIV/0! | #DIV/0! | #DIV/0! | #DIV/0! | 0 | 0 | 0 | 0
2002-04-04 | Apr | 4 | 7:00 | 30.92 | 320 | 708.6614 | 42519.6864 | 0 | 0 | 0.041487 | 3.9547e-08 | 0.080891 | 0.013904 | 0.24 | 0.71612 | 0 | 0.71619 | 0.002037 | 0 | #DIV/0! | #DIV/0! | #DIV/0! | #DIV/0! | 0 | 0 | 0 | 0
2002-04-04 | Apr | 4 | 8:00 | 32 | 310 | 610.2362 | 36614.1744 | 0 | 0 | 0.041512 | 3.9667e-08 | 0.080716 | 0.013932 | 0.24 | 0.71511 | 0 | 0.71919 | 0.0020325 | 0 | #DIV/0! | #DIV/0! | #DIV/0! | #DIV/0! | 0 | 0 | 0 | 0
2002-04-04 | Apr | 4 | 9:00 | 33.08 | 270 | 413.3858 | 24803.1504 | 0 | 0 | 0.041537 | 3.9787e-08 | 0.080541 | 0.01396 | 0.24 | 0.7141 | 0 | 0.7222 | 0.0020281 | 0 | #DIV/0! | #DIV/0! | #DIV/0! | #DIV/0! | 0 | 0 | 0 | 0
2002-04-04 | Apr | 4 | 10:00 | 33.98 | 300 | 708.6614 | 42519.6864 | 0 | 0 | 0.041558 | 3.9887e-08 | 0.080395 | 0.013983 | 0.24 | 0.71327 | 0 | 0.72473 | 0.0020244 | 0 | #DIV/0! | #DIV/0! | #DIV/0! | #DIV/0! | 0 | 0 | 0 | 0
2002-04-04 | Apr | 4 | 11:00 | 35.96 | 310 | 511.811 | 30708.6624 | 0 | 0 | 0.041604 | 4.0107e-08 | 0.080074 | 0.014035 | 0.24 | 0.71143 | 0 | 0.73031 | 0.0020163 | 0 | #DIV/0! | #DIV/0! | #DIV/0! | #DIV/0! | 0 | 0 | 0 | 0
2002-04-04 | Apr | 4 | 12:00 | 35.96 | 320 | 807.0866 | 48425.1984 | 0 | 0 | 0.041604 | 4.0107e-08 | 0.080074 | 0.014035 | 0.24 | 0.71143 | 0 | 0.73031 | 0.0020163 | 0 | #DIV/0! | #DIV/0! | #DIV/0! | #DIV/0! | 0 | 0 | 0 | 0
2002-04-04 | Apr | 4 | 13:00 | 35.06 | 320 | 905.5118 | 54330.7104 | 0 | 0 | 0.041583 | 4.0007e-08 | 0.08022 | 0.014012 | 0.24 | 0.71226 | 0 | 0.72776 | 0.00202 | 0 | #DIV/0! | #DIV/0! | #DIV/0! | #DIV/0! | 0 | 0 | 0 | 0
2002-04-04 | Apr | 4 | 14:00 | 35.06 | 360 | 708.6614 | 42519.6864 | 0 | 0 | 0.041583 | 4.0007e-08 | 0.08022 | 0.014012 | 0.24 | 0.71226 | 0 | 0.72776 | 0.00202 | 0 | #DIV/0! | #DIV/0! | #DIV/0! | #DIV/0! | 0 | 0 | 0 | 0
2002-04-04 | Apr | 4 | 15:00 | 33.98 | 40 | 708.6614 | 42519.6864 | 0 | 0 | 0.041558 | 3.9887e-08 | 0.080395 | 0.013983 | 0.24 | 0.71327 | 0 | 0.72473 | 0.0020244 | 0 | #DIV/0! | #DIV/0! | #DIV/0! | #DIV/0! | 0 | 0 | 0 | 0
2002-04-04 | Apr | 4 | 16:00 | 33.08 | 50 | 708.6614 | 42519.6864 | 0 | 0 | 0.041537 | 3.9787e-08 | 0.080541 | 0.01396 | 0.24 | 0.7141 | 0 | 0.7222 | 0.0020281 | 0 | #DIV/0! | #DIV/0! | #DIV/0! | #DIV/0! | 0 | 0 | 0 | 0
2002-04-04 | Apr | 4 | 17:00 | 32 | 50 | 511.811 | 30708.6624 | 0 | 0 | 0.041512 | 3.9667e-08 | 0.080716 | 0.013932 | 0.24 | 0.71511 | 0 | 0.71919 | 0.0020325 | 0 | #DIV/0! | #DIV/0! | #DIV/0! | #DIV/0! | 0 | 0 | 0 | 0
2002-04-04 | Apr | 4 | 18:00 | 32 | 50 | 511.811 | 30708.6624 | 0 | 0 | 0.041512 | 3.9667e-08 | 0.080716 | 0.013932 | 0.24 | 0.71511 | 0 | 0.71919 | 0.0020325 | 0 | #DIV/0! | #DIV/0! | #DIV/0! | #DIV/0! | 0 | 0 | 0 | 0
2002-04-04 | Apr | 4 | 19:00 | 32 | 40 | 511.811 | 30708.6624 | 0 | 0 | 0.041512 | 3.9667e-08 | 0.080716 | 0.013932 | 0.24 | 0.71511 | 0 | 0.71919 | 0.0020325 | 0 | #DIV/0! | #DIV/0! | #DIV/0! | #DIV/0! | 0 | 0 | 0 | 0
2002-04-04 | Apr | 4 | 20:00 | 30.92 | 20 | 413.3858 | 24803.1504 | 0 | 0 | 0.041487 | 3.9547e-08 | 0.080891 | 0.013904 | 0.24 | 0.71612 | 0 | 0.71619 | 0.002037 | 0 | #DIV/0! | #DIV/0! | #DIV/0! | #DIV/0! | 0 | 0 | 0 | 0
2002-04-04 | Apr | 4 | 21:00 | 30.92 | 0 | 0 | 0 | 0 | 0 | 0.041487 | 3.9547e-08 | 0.080891 | 0.013904 | 0.24 | 0.71612 | 0 | 0.71619 | 0.002037 | 0 | #DIV/0! | #DIV/0! | #DIV/0! | #DIV/0! | 0 | 0 | 0 | 0
2002-04-04 | Apr | 4 | 22:00 | 28.94 | 0 | 0 | 0 | 0 | 0 | 0.041368 | 3.9268e-08 | 0.081219 | 0.013852 | 0.24 | 0.71671 | 0 | 0.71065 | 0.0020452 | 0 | #DIV/0! | #DIV/0! | #DIV/0! | #DIV/0! | 0 | 0 | 0 | 0
2002-04-04 | Apr | 4 | 23:00 | 30.02 | 0 | 0 | 0 | 0 | 0 | 0.041466 | 3.9447e-08 | 0.081037 | 0.013881 | 0.24 | 0.71697 | 0 | 0.71369 | 0.0020407 | 0 | #DIV/0! | #DIV/0! | #DIV/0! | #DIV/0! | 0 | 0 | 0 | 0
2002-04-04 | Apr | 4 | 24:00 | 24.98 | 0 | 0 | 0 | 0 | 0 | 0.041001 | 3.8608e-08 | 0.081888 | 0.013749 | 0.24 | 0.71568 | 0 | 0.6996 | 0.0020619 | 0 | #DIV/0! | #DIV/0! | #DIV/0! | #DIV/0! | 0 | 0 | 0 | 0
2002-04-05 | Apr | 5 | 1:00 | 26.06 | 0 | 0 | 0 | 0 | 0 | 0.041101 | 3.8788e-08 | 0.081706 | 0.013778 | 0.24 | 0.71596 | 0 | 0.7026 | 0.0020574 | 0 | #DIV/0! | #DIV/0! | #DIV/0! | #DIV/0! | 0 | 0 | 0 | 0
2002-04-05 | Apr | 5 | 2:00 | 24.98 | 220 | 295.2756 | 17716.536 | 0 | 0 | 0.041001 | 3.8608e-08 | 0.081888 | 0.013749 | 0.24 | 0.71568 | 0 | 0.6996 | 0.0020619 | 0 | #DIV/0! | #DIV/0! | #DIV/0! | #DIV/0! | 0 | 0 | 0 | 0
2002-04-05 | Apr | 5 | 3:00 | 26.06 | 300 | 413.3858 | 24803.1504 | 0 | 0 | 0.041101 | 3.8788e-08 | 0.081706 | 0.013778 | 0.24 | 0.71596 | 0 | 0.7026 | 0.0020574 | 0 | #DIV/0! | #DIV/0! | #DIV/0! | #DIV/0! | 0 | 0 | 0 | 0
2002-04-05 | Apr | 5 | 4:00 | 26.06 | 0 | 0 | 0 | 0 | 0 | 0.041101 | 3.8788e-08 | 0.081706 | 0.013778 | 0.24 | 0.71596 | 0 | 0.7026 | 0.0020574 | 0 | #DIV/0! | #DIV/0! | #DIV/0! | #DIV/0! | 0 | 0 | 0 | 0
2002-04-05 | Apr | 5 | 5:00 | 24.98 | 260 | 295.2756 | 17716.536 | 0 | 0 | 0.041001 | 3.8608e-08 | 0.081888 | 0.013749 | 0.24 | 0.71568 | 0 | 0.6996 | 0.0020619 | 0 | #DIV/0! | #DIV/0! | #DIV/0! | #DIV/0! | 0 | 0 | 0 | 0
2002-04-05 | Apr | 5 | 6:00 | 24.98 | 0 | 0 | 0 | 0 | 0 | 0.041001 | 3.8608e-08 | 0.081888 | 0.013749 | 0.24 | 0.71568 | 0 | 0.6996 | 0.0020619 | 0 | #DIV/0! | #DIV/0! | #DIV/0! | #DIV/0! | 0 | 0 | 0 | 0
2002-04-05 | Apr | 5 | 7:00 | 28.04 | 250 | 295.2756 | 17716.536 | 0 | 0 | 0.041284 | 3.9118e-08 | 0.081371 | 0.013829 | 0.24 | 0.71648 | 0 | 0.70812 | 0.002049 | 0 | #DIV/0! | #DIV/0! | #DIV/0! | #DIV/0! | 0 | 0 | 0 | 0
2002-04-05 | Apr | 5 | 8:00 | 32 | 260 | 511.811 | 30708.6624 | 0 | 0 | 0.041512 | 3.9667e-08 | 0.080716 | 0.013932 | 0.24 | 0.71511 | 0 | 0.71919 | 0.0020325 | 0 | #DIV/0! | #DIV/0! | #DIV/0! | #DIV/0! | 0 | 0 | 0 | 0
2002-04-05 | Apr | 5 | 9:00 | 35.06 | 260 | 610.2362 | 36614.1744 | 0 | 0 | 0.041583 | 4.0007e-08 | 0.08022 | 0.014012 | 0.24 | 0.71226 | 0 | 0.72776 | 0.00202 | 0 | #DIV/0! | #DIV/0! | #DIV/0! | #DIV/0! | 0 | 0 | 0 | 0
2002-04-05 | Apr | 5 | 10:00 | 37.94 | 310 | 1122.0473 | 67322.8368 | 0 | 0 | 0.04165 | 4.0327e-08 | 0.079754 | 0.014086 | 0.24 | 0.70961 | 0 | 0.73593 | 0.0020083 | 0 | #DIV/0! | #DIV/0! | #DIV/0! | #DIV/0! | 0 | 0 | 0 | 0
2002-04-05 | Apr | 5 | 11:00 | 37.04 | 280 | 1122.0473 | 67322.8368 | 0 | 0 | 0.041629 | 4.0227e-08 | 0.0799 | 0.014063 | 0.24 | 0.71044 | 0 | 0.73337 | 0.0020119 | 0 | #DIV/0! | #DIV/0! | #DIV/0! | #DIV/0! | 0 | 0 | 0 | 0
2002-04-05 | Apr | 5 | 12:00 | 37.94 | 280 | 1023.6221 | 61417.3248 | 0 | 0 | 0.04165 | 4.0327e-08 | 0.079754 | 0.014086 | 0.24 | 0.70961 | 0 | 0.73593 | 0.0020083 | 0 | #DIV/0! | #DIV/0! | #DIV/0! | #DIV/0! | 0 | 0 | 0 | 0
2002-04-05 | Apr | 5 | 13:00 | 39.92 | 320 | 1122.0473 | 67322.8368 | 0 | 0 | 0.041696 | 4.0547e-08 | 0.079433 | 0.014138 | 0.24 | 0.70781 | 0 | 0.74161 | 0.0020003 | 0 | #DIV/0! | #DIV/0! | #DIV/0! | #DIV/0! | 0 | 0 | 0 | 0
2002-04-05 | Apr | 5 | 14:00 | 41 | 310 | 1220.4725 | 73228.3488 | 0 | 0 | 0.04179 | 4.0722e-08 | 0.079264 | 0.014166 | 0.24 | 0.70801 | 0 | 0.74466 | 0.001996 | 0 | #DIV/0! | #DIV/0! | #DIV/0! | #DIV/0! | 0 | 0 | 0 | 0
2002-04-05 | Apr | 5 | 15:00 | 39.92 | 290 | 1220.4725 | 73228.3488 | 0 | 0 | 0.041696 | 4.0547e-08 | 0.079433 | 0.014138 | 0.24 | 0.70781 | 0 | 0.74161 | 0.0020003 | 0 | #DIV/0! | #DIV/0! | #DIV/0! | #DIV/0! | 0 | 0 | 0 | 0
2002-04-05 | Apr | 5 | 16:00 | 41 | 320 | 807.0866 | 48425.1984 | 0 | 0 | 0.04179 | 4.0722e-08 | 0.079264 | 0.014166 | 0.24 | 0.70801 | 0 | 0.74466 | 0.001996 | 0 | #DIV/0! | #DIV/0! | #DIV/0! | #DIV/0! | 0 | 0 | 0 | 0
2002-04-05 | Apr | 5 | 17:00 | 37.04 | 70 | 905.5118 | 54330.7104 | 0 | 0 | 0.041629 | 4.0227e-08 | 0.0799 | 0.014063 | 0.24 | 0.71044 | 0 | 0.73337 | 0.0020119 | 0 | #DIV/0! | #DIV/0! | #DIV/0! | #DIV/0! | 0 | 0 | 0 | 0
2002-04-05 | Apr | 5 | 18:00 | 35.96 | 40 | 413.3858 | 24803.1504 | 0 | 0 | 0.041604 | 4.0107e-08 | 0.080074 | 0.014035 | 0.24 | 0.71143 | 0 | 0.73031 | 0.0020163 | 0 | #DIV/0! | #DIV/0! | #DIV/0! | #DIV/0! | 0 | 0 | 0 | 0
2002-04-05 | Apr | 5 | 19:00 | 35.96 | 360 | 295.2756 | 17716.536 | 0 | 0 | 0.041604 | 4.0107e-08 | 0.080074 | 0.014035 | 0.24 | 0.71143 | 0 | 0.73031 | 0.0020163 | 0 | #DIV/0! | #DIV/0! | #DIV/0! | #DIV/0! | 0 | 0 | 0 | 0
2002-04-05 | Apr | 5 | 20:00 | 33.08 | 60 | 1023.6221 | 61417.3248 | 0 | 0 | 0.041537 | 3.9787e-08 | 0.080541 | 0.01396 | 0.24 | 0.7141 | 0 | 0.7222 | 0.0020281 | 0 | #DIV/0! | #DIV/0! | #DIV/0! | #DIV/0! | 0 | 0 | 0 | 0
2002-04-05 | Apr | 5 | 21:00 | 32 | 70 | 511.811 | 30708.6624 | 0 | 0 | 0.041512 | 3.9667e-08 | 0.080716 | 0.013932 | 0.24 | 0.71511 | 0 | 0.71919 | 0.0020325 | 0 | #DIV/0! | #DIV/0! | #DIV/0! | #DIV/0! | 0 | 0 | 0 | 0
2002-04-05 | Apr | 5 | 22:00 | 32 | 70 | 413.3858 | 24803.1504 | 0 | 0 | 0.041512 | 3.9667e-08 | 0.080716 | 0.013932 | 0.24 | 0.71511 | 0 | 0.71919 | 0.0020325 | 0 | #DIV/0! | #DIV/0! | #DIV/0! | #DIV/0! | 0 | 0 | 0 | 0
2002-04-05 | Apr | 5 | 23:00 | 30.02 | 0 | 0 | 0 | 0 | 0 | 0.041466 | 3.9447e-08 | 0.081037 | 0.013881 | 0.24 | 0.71697 | 0 | 0.71369 | 0.0020407 | 0 | #DIV/0! | #DIV/0! | #DIV/0! | #DIV/0! | 0 | 0 | 0 | 0
2002-04-05 | Apr | 5 | 24:00 | 28.04 | 0 | 0 | 0 | 0 | 0 | 0.041284 | 3.9118e-08 | 0.081371 | 0.013829 | 0.24 | 0.71648 | 0 | 0.70812 | 0.002049 | 0 | #DIV/0! | #DIV/0! | #DIV/0! | #DIV/0! | 0 | 0 | 0 | 0
2002-04-06 | Apr | 6 | 1:00 | 28.04 | 0 | 0 | 0 | 0 | 0 | 0.041284 | 3.9118e-08 | 0.081371 | 0.013829 | 0.24 | 0.71648 | 0 | 0.70812 | 0.002049 | 0 | #DIV/0! | #DIV/0! | #DIV/0! | #DIV/0! | 0 | 0 | 0 | 0
2002-04-06 | Apr | 6 | 2:00 | 26.96 | 0 | 0 | 0 | 0 | 0 | 0.041184 | 3.8938e-08 | 0.081554 | 0.013801 | 0.24 | 0.7162 | 0 | 0.70511 | 0.0020536 | 0 | #DIV/0! | #DIV/0! | #DIV/0! | #DIV/0! | 0 | 0 | 0 | 0
2002-04-06 | Apr | 6 | 3:00 | 28.04 | 310 | 295.2756 | 17716.536 | 0 | 0 | 0.041284 | 3.9118e-08 | 0.081371 | 0.013829 | 0.24 | 0.71648 | 0 | 0.70812 | 0.002049 | 0 | #DIV/0! | #DIV/0! | #DIV/0! | #DIV/0! | 0 | 0 | 0 | 0
2002-04-06 | Apr | 6 | 4:00 | 26.96 | 0 | 0 | 0 | 0 | 0 | 0.041184 | 3.8938e-08 | 0.081554 | 0.013801 | 0.24 | 0.7162 | 0 | 0.70511 | 0.0020536 | 0 | #DIV/0! | #DIV/0! | #DIV/0! | #DIV/0! | 0 | 0 | 0 | 0
2002-04-06 | Apr | 6 | 5:00 | 26.06 | 0 | 0 | 0 | 0 | 0 | 0.041101 | 3.8788e-08 | 0.081706 | 0.013778 | 0.24 | 0.71596 | 0 | 0.7026 | 0.0020574 | 0 | #DIV/0! | #DIV/0! | #DIV/0! | #DIV/0! | 0 | 0 | 0 | 0
2002-04-06 | Apr | 6 | 6:00 | 26.96 | 300 | 295.2756 | 17716.536 | 0 | 0 | 0.041184 | 3.8938e-08 | 0.081554 | 0.013801 | 0.24 | 0.7162 | 0 | 0.70511 | 0.0020536 | 0 | #DIV/0! | #DIV/0! | #DIV/0! | #DIV/0! | 0 | 0 | 0 | 0
2002-04-06 | Apr | 6 | 7:00 | 30.92 | 330 | 295.2756 | 17716.536 | 0 | 0 | 0.041487 | 3.9547e-08 | 0.080891 | 0.013904 | 0.24 | 0.71612 | 0 | 0.71619 | 0.002037 | 0 | #DIV/0! | #DIV/0! | #DIV/0! | #DIV/0! | 0 | 0 | 0 | 0
2002-04-06 | Apr | 6 | 8:00 | 35.06 | 10 | 413.3858 | 24803.1504 | 0 | 0 | 0.041583 | 4.0007e-08 | 0.08022 | 0.014012 | 0.24 | 0.71226 | 0 | 0.72776 | 0.00202 | 0 | #DIV/0! | #DIV/0! | #DIV/0! | #DIV/0! | 0 | 0 | 0 | 0
2002-04-06 | Apr | 6 | 9:00 | 35.96 | 0 | 0 | 0 | 0 | 0 | 0.041604 | 4.0107e-08 | 0.080074 | 0.014035 | 0.24 | 0.71143 | 0 | 0.73031 | 0.0020163 | 0 | #DIV/0! | #DIV/0! | #DIV/0! | #DIV/0! | 0 | 0 | 0 | 0
2002-04-06 | Apr | 6 | 10:00 | 37.04 | 50 | 413.3858 | 24803.1504 | 0 | 0 | 0.041629 | 4.0227e-08 | 0.0799 | 0.014063 | 0.24 | 0.71044 | 0 | 0.73337 | 0.0020119 | 0 | #DIV/0! | #DIV/0! | #DIV/0! | #DIV/0! | 0 | 0 | 0 | 0
2002-04-06 | Apr | 6 | 11:00 | 41 | 90 | 708.6614 | 42519.6864 | 0 | 0 | 0.04179 | 4.0722e-08 | 0.079264 | 0.014166 | 0.24 | 0.70801 | 0 | 0.74466 | 0.001996 | 0 | #DIV/0! | #DIV/0! | #DIV/0! | #DIV/0! | 0 | 0 | 0 | 0
2002-04-06 | Apr | 6 | 12:00 | 39.92 | 80 | 708.6614 | 42519.6864 | 0 | 0 | 0.041696 | 4.0547e-08 | 0.079433 | 0.014138 | 0.24 | 0.70781 | 0 | 0.74161 | 0.0020003 | 0 | #DIV/0! | #DIV/0! | #DIV/0! | #DIV/0! | 0 | 0 | 0 | 0
2002-04-06 | Apr | 6 | 13:00 | 42.08 | 130 | 905.5118 | 54330.7104 | 0 | 0 | 0.04189 | 4.0902e-08 | 0.079096 | 0.014194 | 0.24 | 0.7083 | 0 | 0.74773 | 0.0019917 | 0 | #DIV/0! | #DIV/0! | #DIV/0! | #DIV/0! | 0 | 0 | 0 | 0
2002-04-06 | Apr | 6 | 14:00 | 42.98 | 150 | 807.0866 | 48425.1984 | 0 | 0 | 0.041974 | 4.1052e-08 | 0.078955 | 0.014217 | 0.24 | 0.70854 | 0 | 0.75029 | 0.0019882 | 0 | #DIV/0! | #DIV/0! | #DIV/0! | #DIV/0! | 0 | 0 | 0 | 0
2002-04-06 | Apr | 6 | 15:00 | 42.98 | 110 | 1318.8977 | 79133.8608 | 0 | 0 | 0.041974 | 4.1052e-08 | 0.078955 | 0.014217 | 0.24 | 0.70854 | 0 | 0.75029 | 0.0019882 | 0 | #DIV/0! | #DIV/0! | #DIV/0! | #DIV/0! | 0 | 0 | 0 | 0
2002-04-06 | Apr | 6 | 16:00 | 42.08 | 120 | 1023.6221 | 61417.3248 | 0 | 0 | 0.04189 | 4.0902e-08 | 0.079096 | 0.014194 | 0.24 | 0.7083 | 0 | 0.74773 | 0.0019917 | 0 | #DIV/0! | #DIV/0! | #DIV/0! | #DIV/0! | 0 | 0 | 0 | 0
2002-04-06 | Apr | 6 | 17:00 | 42.08 | 140 | 1220.4725 | 73228.3488 | 0 | 0 | 0.04189 | 4.0902e-08 | 0.079096 | 0.014194 | 0.24 | 0.7083 | 0 | 0.74773 | 0.0019917 | 0 | #DIV/0! | #DIV/0! | #DIV/0! | #DIV/0! | 0 | 0 | 0 | 0
2002-04-06 | Apr | 6 | 18:00 | 39.02 | 130 | 1220.4725 | 73228.3488 | 0 | 0 | 0.041675 | 4.0447e-08 | 0.079579 | 0.014115 | 0.24 | 0.70863 | 0 | 0.73902 | 0.0020039 | 0 | #DIV/0! | #DIV/0! | #DIV/0! | #DIV/0! | 0 | 0 | 0 | 0
2002-04-06 | Apr | 6 | 19:00 | 35.06 | 150 | 1122.0473 | 67322.8368 | 0 | 0 | 0.041583 | 4.0007e-08 | 0.08022 | 0.014012 | 0.24 | 0.71226 | 0 | 0.72776 | 0.00202 | 0 | #DIV/0! | #DIV/0! | #DIV/0! | #DIV/0! | 0 | 0 | 0 | 0
2002-04-06 | Apr | 6 | 20:00 | 33.08 | 150 | 1023.6221 | 61417.3248 | 0 | 0 | 0.041537 | 3.9787e-08 | 0.080541 | 0.01396 | 0.24 | 0.7141 | 0 | 0.7222 | 0.0020281 | 0 | #DIV/0! | #DIV/0! | #DIV/0! | #DIV/0! | 0 | 0 | 0 | 0
2002-04-06 | Apr | 6 | 21:00 | 33.08 | 160 | 708.6614 | 42519.6864 | 0 | 0 | 0.041537 | 3.9787e-08 | 0.080541 | 0.01396 | 0.24 | 0.7141 | 0 | 0.7222 | 0.0020281 | 0 | #DIV/0! | #DIV/0! | #DIV/0! | #DIV/0! | 0 | 0 | 0 | 0
2002-04-06 | Apr | 6 | 22:00 | 35.96 | 160 | 1023.6221 | 61417.3248 | 0 | 0 | 0.041604 | 4.0107e-08 | 0.080074 | 0.014035 | 0.24 | 0.71143 | 0 | 0.73031 | 0.0020163 | 0 | #DIV/0! | #DIV/0! | #DIV/0! | #DIV/0! | 0 | 0 | 0 | 0
2002-04-06 | Apr | 6 | 23:00 | 37.94 | 170 | 1122.0473 | 67322.8368 | 0 | 0 | 0.04165 | 4.0327e-08 | 0.079754 | 0.014086 | 0.24 | 0.70961 | 0 | 0.73593 | 0.0020083 | 0 | #DIV/0! | #DIV/0! | #DIV/0! | #DIV/0! | 0 | 0 | 0 | 0
2002-04-06 | Apr | 6 | 24:00 | 37.04 | 170 | 1830.7087 | 109842.5232 | 0 | 0 | 0.041629 | 4.0227e-08 | 0.0799 | 0.014063 | 0.24 | 0.71044 | 0 | 0.73337 | 0.0020119 | 0 | #DIV/0! | #DIV/0! | #DIV/0! | #DIV/0! | 0 | 0 | 0 | 0
2002-04-07 | Apr | 7 | 1:00 | 37.04 | 180 | 1318.8977 | 79133.8608 | 0 | 0 | 0.041629 | 4.0227e-08 | 0.0799 | 0.014063 | 0.24 | 0.71044 | 0 | 0.73337 | 0.0020119 | 0 | #DIV/0! | #DIV/0! | #DIV/0! | #DIV/0! | 0 | 0 | 0 | 0
2002-04-07 | Apr | 7 | 2:00 | 37.22 | 190 | 1220.4725 | 73228.3488 | 0 | 0 | 0.041633 | 4.0247e-08 | 0.07987 | 0.014068 | 0.24 | 0.71027 | 0 | 0.73388 | 0.0020112 | 0 | #DIV/0! | #DIV/0! | #DIV/0! | #DIV/0! | 0 | 0 | 0 | 0
2002-04-07 | Apr | 7 | 3:00 | 37.04 | 190 | 1122.0473 | 67322.8368 | 0 | 0 | 0.041629 | 4.0227e-08 | 0.0799 | 0.014063 | 0.24 | 0.71044 | 0 | 0.73337 | 0.0020119 | 0 | #DIV/0! | #DIV/0! | #DIV/0! | #DIV/0! | 0 | 0 | 0 | 0
2002-04-07 | Apr | 7 | 4:00 | 37.04 | 190 | 1318.8977 | 79133.8608 | 0 | 0 | 0.041629 | 4.0227e-08 | 0.0799 | 0.014063 | 0.24 | 0.71044 | 0 | 0.73337 | 0.0020119 | 0 | #DIV/0! | #DIV/0! | #DIV/0! | #DIV/0! | 0 | 0 | 0 | 0
2002-04-07 | Apr | 7 | 5:00 | 37.04 | 180 | 1417.3229 | 85039.3728 | 0 | 0 | 0.041629 | 4.0227e-08 | 0.0799 | 0.014063 | 0.24 | 0.71044 | 0 | 0.73337 | 0.0020119 | 0 | #DIV/0! | #DIV/0! | #DIV/0! | #DIV/0! | 0 | 0 | 0 | 0
2002-04-07 | Apr | 7 | 6:00 | 37.94 | 190 | 1318.8977 | 79133.8608 | 0 | 0 | 0.04165 | 4.0327e-08 | 0.079754 | 0.014086 | 0.24 | 0.70961 | 0 | 0.73593 | 0.0020083 | 0 | #DIV/0! | #DIV/0! | #DIV/0! | #DIV/0! | 0 | 0 | 0 | 0
2002-04-07 | Apr | 7 | 7:00 | 37.04 | 190 | 1122.0473 | 67322.8368 | 0 | 0 | 0.041629 | 4.0227e-08 | 0.0799 | 0.014063 | 0.24 | 0.71044 | 0 | 0.73337 | 0.0020119 | 0 | #DIV/0! | #DIV/0! | #DIV/0! | #DIV/0! | 0 | 0 | 0 | 0
2002-04-07 | Apr | 7 | 8:00 | 35.06 | 190 | 807.0866 | 48425.1984 | 0 | 0 | 0.041583 | 4.0007e-08 | 0.08022 | 0.014012 | 0.24 | 0.71226 | 0 | 0.72776 | 0.00202 | 0 | #DIV/0! | #DIV/0! | #DIV/0! | #DIV/0! | 0 | 0 | 0 | 0
2002-04-07 | Apr | 7 | 9:00 | 35.06 | 190 | 1122.0473 | 67322.8368 | 0 | 0 | 0.041583 | 4.0007e-08 | 0.08022 | 0.014012 | 0.24 | 0.71226 | 0 | 0.72776 | 0.00202 | 0 | #DIV/0! | #DIV/0! | #DIV/0! | #DIV/0! | 0 | 0 | 0 | 0
2002-04-07 | Apr | 7 | 10:00 | 35.96 | 180 | 1220.4725 | 73228.3488 | 0 | 0 | 0.041604 | 4.0107e-08 | 0.080074 | 0.014035 | 0.24 | 0.71143 | 0 | 0.73031 | 0.0020163 | 0 | #DIV/0! | #DIV/0! | #DIV/0! | #DIV/0! | 0 | 0 | 0 | 0
2002-04-07 | Apr | 7 | 11:00 | 37.04 | 180 | 905.5118 | 54330.7104 | 0 | 0 | 0.041629 | 4.0227e-08 | 0.0799 | 0.014063 | 0.24 | 0.71044 | 0 | 0.73337 | 0.0020119 | 0 | #DIV/0! | #DIV/0! | #DIV/0! | #DIV/0! | 0 | 0 | 0 | 0
2002-04-07 | Apr | 7 | 12:00 | 39.02 | 180 | 1122.0473 | 67322.8368 | 0 | 0 | 0.041675 | 4.0447e-08 | 0.079579 | 0.014115 | 0.24 | 0.70863 | 0 | 0.73902 | 0.0020039 | 0 | #DIV/0! | #DIV/0! | #DIV/0! | #DIV/0! | 0 | 0 | 0 | 0
2002-04-07 | Apr | 7 | 13:00 | 41 | 180 | 1122.0473 | 67322.8368 | 0 | 0 | 0.04179 | 4.0722e-08 | 0.079264 | 0.014166 | 0.24 | 0.70801 | 0 | 0.74466 | 0.001996 | 0 | #DIV/0! | #DIV/0! | #DIV/0! | #DIV/0! | 0 | 0 | 0 | 0
2002-04-07 | Apr | 7 | 14:00 | 42.08 | 180 | 1023.6221 | 61417.3248 | 0 | 0 | 0.04189 | 4.0902e-08 | 0.079096 | 0.014194 | 0.24 | 0.7083 | 0 | 0.74773 | 0.0019917 | 0 | #DIV/0! | #DIV/0! | #DIV/0! | #DIV/0! | 0 | 0 | 0 | 0
2002-04-07 | Apr | 7 | 15:00 | 42.98 | 180 | 905.5118 | 54330.7104 | 0 | 0 | 0.041974 | 4.1052e-08 | 0.078955 | 0.014217 | 0.24 | 0.70854 | 0 | 0.75029 | 0.0019882 | 0 | #DIV/0! | #DIV/0! | #DIV/0! | #DIV/0! | 0 | 0 | 0 | 0
2002-04-07 | Apr | 7 | 16:00 | 42.98 | 180 | 610.2362 | 36614.1744 | 0 | 0 | 0.041974 | 4.1052e-08 | 0.078955 | 0.014217 | 0.24 | 0.70854 | 0 | 0.75029 | 0.0019882 | 0 | #DIV/0! | #DIV/0! | #DIV/0! | #DIV/0! | 0 | 0 | 0 | 0
2002-04-07 | Apr | 7 | 17:00 | 44.06 | 180 | 511.811 | 30708.6624 | 0 | 0 | 0.042074 | 4.1232e-08 | 0.078787 | 0.014246 | 0.24 | 0.70883 | 0 | 0.75338 | 0.0019839 | 0 | #DIV/0! | #DIV/0! | #DIV/0! | #DIV/0! | 0 | 0 | 0 | 0
2002-04-07 | Apr | 7 | 18:00 | 44.96 | 180 | 413.3858 | 24803.1504 | 0 | 0 | 0.042157 | 4.1382e-08 | 0.078646 | 0.014269 | 0.24 | 0.70907 | 0 | 0.75597 | 0.0019804 | 0 | #DIV/0! | #DIV/0! | #DIV/0! | #DIV/0! | 0 | 0 | 0 | 0
2002-04-07 | Apr | 7 | 19:00 | 46.04 | 210 | 610.2362 | 36614.1744 | 0 | 0 | 0.042257 | 4.1562e-08 | 0.078478 | 0.014297 | 0.24 | 0.70936 | 0 | 0.75908 | 0.0019761 | 0 | #DIV/0! | #DIV/0! | #DIV/0! | #DIV/0! | 0 | 0 | 0 | 0
2002-04-07 | Apr | 7 | 20:00 | 46.94 | 220 | 708.6614 | 42519.6864 | 0 | 0 | 0.042341 | 4.1712e-08 | 0.078337 | 0.01432 | 0.24 | 0.7096 | 0 | 0.76169 | 0.0019726 | 0 | #DIV/0! | #DIV/0! | #DIV/0! | #DIV/0! | 0 | 0 | 0 | 0
2002-04-07 | Apr | 7 | 21:00 | 48.02 | 210 | 1122.0473 | 67322.8368 | 0 | 0 | 0.042441 | 4.1892e-08 | 0.078169 | 0.014349 | 0.24 | 0.70988 | 0 | 0.76482 | 0.0019684 | 0 | #DIV/0! | #DIV/0! | #DIV/0! | #DIV/0! | 0 | 0 | 0 | 0
2002-04-07 | Apr | 7 | 22:00 | 48.02 | 210 | 1220.4725 | 73228.3488 | 0 | 0 | 0.042441 | 4.1892e-08 | 0.078169 | 0.014349 | 0.24 | 0.70988 | 0 | 0.76482 | 0.0019684 | 0 | #DIV/0! | #DIV/0! | #DIV/0! | #DIV/0! | 0 | 0 | 0 | 0
2002-04-07 | Apr | 7 | 23:00 | 48.92 | 210 | 1318.8977 | 79133.8608 | 0 | 0 | 0.042524 | 4.2042e-08 | 0.078028 | 0.014372 | 0.24 | 0.71012 | 0 | 0.76745 | 0.0019649 | 0 | #DIV/0! | #DIV/0! | #DIV/0! | #DIV/0! | 0 | 0 | 0 | 0
2002-04-07 | Apr | 7 | 24:00 | 48.92 | 210 | 1122.0473 | 67322.8368 | 0 | 0 | 0.042524 | 4.2042e-08 | 0.078028 | 0.014372 | 0.24 | 0.71012 | 0 | 0.76745 | 0.0019649 | 0 | #DIV/0! | #DIV/0! | #DIV/0! | #DIV/0! | 0 | 0 | 0 | 0
2002-04-08 | Apr | 8 | 1:00 | 48.02 | 200 | 708.6614 | 42519.6864 | 0 | 0 | 0.042441 | 4.1892e-08 | 0.078169 | 0.014349 | 0.24 | 0.70988 | 0 | 0.76482 | 0.0019684 | 0 | #DIV/0! | #DIV/0! | #DIV/0! | #DIV/0! | 0 | 0 | 0 | 0
2002-04-08 | Apr | 8 | 2:00 | 48.02 | 220 | 610.2362 | 36614.1744 | 0 | 0 | 0.042441 | 4.1892e-08 | 0.078169 | 0.014349 | 0.24 | 0.70988 | 0 | 0.76482 | 0.0019684 | 0 | #DIV/0! | #DIV/0! | #DIV/0! | #DIV/0! | 0 | 0 | 0 | 0
2002-04-08 | Apr | 8 | 3:00 | 48.02 | 200 | 295.2756 | 17716.536 | 0 | 0 | 0.042441 | 4.1892e-08 | 0.078169 | 0.014349 | 0.24 | 0.70988 | 0 | 0.76482 | 0.0019684 | 0 | #DIV/0! | #DIV/0! | #DIV/0! | #DIV/0! | 0 | 0 | 0 | 0
2002-04-08 | Apr | 8 | 4:00 | 48.02 | 210 | 413.3858 | 24803.1504 | 0 | 0 | 0.042441 | 4.1892e-08 | 0.078169 | 0.014349 | 0.24 | 0.70988 | 0 | 0.76482 | 0.0019684 | 0 | #DIV/0! | #DIV/0! | #DIV/0! | #DIV/0! | 0 | 0 | 0 | 0
2002-04-08 | Apr | 8 | 5:00 | 46.94 | 0 | 0 | 0 | 0 | 0 | 0.042341 | 4.1712e-08 | 0.078337 | 0.01432 | 0.24 | 0.7096 | 0 | 0.76169 | 0.0019726 | 0 | #DIV/0! | #DIV/0! | #DIV/0! | #DIV/0! | 0 | 0 | 0 | 0
2002-04-08 | Apr | 8 | 6:00 | 46.94 | 140 | 413.3858 | 24803.1504 | 0 | 0 | 0.042341 | 4.1712e-08 | 0.078337 | 0.01432 | 0.24 | 0.7096 | 0 | 0.76169 | 0.0019726 | 0 | #DIV/0! | #DIV/0! | #DIV/0! | #DIV/0! | 0 | 0 | 0 | 0
2002-04-08 | Apr | 8 | 7:00 | 48.02 | 150 | 610.2362 | 36614.1744 | 0 | 0 | 0.042441 | 4.1892e-08 | 0.078169 | 0.014349 | 0.24 | 0.70988 | 0 | 0.76482 | 0.0019684 | 0 | #DIV/0! | #DIV/0! | #DIV/0! | #DIV/0! | 0 | 0 | 0 | 0
2002-04-08 | Apr | 8 | 8:00 | 48.92 | 0 | 0 | 0 | 0 | 0 | 0.042524 | 4.2042e-08 | 0.078028 | 0.014372 | 0.24 | 0.71012 | 0 | 0.76745 | 0.0019649 | 0 | #DIV/0! | #DIV/0! | #DIV/0! | #DIV/0! | 0 | 0 | 0 | 0
2002-04-08 | Apr | 8 | 9:00 | 48.92 | 150 | 708.6614 | 42519.6864 | 0 | 0 | 0.042524 | 4.2042e-08 | 0.078028 | 0.014372 | 0.24 | 0.71012 | 0 | 0.76745 | 0.0019649 | 0 | #DIV/0! | #DIV/0! | #DIV/0! | #DIV/0! | 0 | 0 | 0 | 0
2002-04-08 | Apr | 8 | 10:00 | 50 | 150 | 905.5118 | 54330.7104 | 0 | 0 | 0.042624 | 4.2222e-08 | 0.07786 | 0.0144 | 0.24 | 0.7104 | 0 | 0.77061 | 0.0019608 | 0 | #DIV/0! | #DIV/0! | #DIV/0! | #DIV/0! | 0 | 0 | 0 | 0
2002-04-08 | Apr | 8 | 11:00 | 51.08 | 150 | 610.2362 | 36614.1744 | 0 | 0 | 0.042712 | 4.2402e-08 | 0.077698 | 0.014428 | 0.24 | 0.71048 | 0 | 0.77373 | 0.0019566 | 0 | #DIV/0! | #DIV/0! | #DIV/0! | #DIV/0! | 0 | 0 | 0 | 0
2002-04-08 | Apr | 8 | 12:00 | 51.08 | 140 | 610.2362 | 36614.1744 | 0 | 0 | 0.042712 | 4.2402e-08 | 0.077698 | 0.014428 | 0.24 | 0.71048 | 0 | 0.77373 | 0.0019566 | 0 | #DIV/0! | #DIV/0! | #DIV/0! | #DIV/0! | 0 | 0 | 0 | 0
2002-04-08 | Apr | 8 | 13:00 | 51.98 | 110 | 511.811 | 30708.6624 | 0 | 0 | 0.042785 | 4.2552e-08 | 0.077563 | 0.014451 | 0.24 | 0.71054 | 0 | 0.77633 | 0.0019532 | 0 | #DIV/0! | #DIV/0! | #DIV/0! | #DIV/0! | 0 | 0 | 0 | 0
2002-04-08 | Apr | 8 | 14:00 | 51.98 | 60 | 708.6614 | 42519.6864 | 0 | 0 | 0.042785 | 4.2552e-08 | 0.077563 | 0.014451 | 0.24 | 0.71054 | 0 | 0.77633 | 0.0019532 | 0 | #DIV/0! | #DIV/0! | #DIV/0! | #DIV/0! | 0 | 0 | 0 | 0
2002-04-08 | Apr | 8 | 15:00 | 51.98 | 90 | 511.811 | 30708.6624 | 0 | 0 | 0.042785 | 4.2552e-08 | 0.077563 | 0.014451 | 0.24 | 0.71054 | 0 | 0.77633 | 0.0019532 | 0 | #DIV/0! | #DIV/0! | #DIV/0! | #DIV/0! | 0 | 0 | 0 | 0
2002-04-08 | Apr | 8 | 16:00 | 51.08 | 60 | 610.2362 | 36614.1744 | 0 | 0 | 0.042712 | 4.2402e-08 | 0.077698 | 0.014428 | 0.24 | 0.71048 | 0 | 0.77373 | 0.0019566 | 0 | #DIV/0! | #DIV/0! | #DIV/0! | #DIV/0! | 0 | 0 | 0 | 0
2002-04-08 | Apr | 8 | 17:00 | 51.08 | 50 | 511.811 | 30708.6624 | 0 | 0 | 0.042712 | 4.2402e-08 | 0.077698 | 0.014428 | 0.24 | 0.71048 | 0 | 0.77373 | 0.0019566 | 0 | #DIV/0! | #DIV/0! | #DIV/0! | #DIV/0! | 0 | 0 | 0 | 0
2002-04-08 | Apr | 8 | 18:00 | 51.08 | 10 | 511.811 | 30708.6624 | 0 | 0 | 0.042712 | 4.2402e-08 | 0.077698 | 0.014428 | 0.24 | 0.71048 | 0 | 0.77373 | 0.0019566 | 0 | #DIV/0! | #DIV/0! | #DIV/0! | #DIV/0! | 0 | 0 | 0 | 0
2002-04-08 | Apr | 8 | 19:00 | 48.02 | 360 | 905.5118 | 54330.7104 | 0 | 0 | 0.042441 | 4.1892e-08 | 0.078169 | 0.014349 | 0.24 | 0.70988 | 0 | 0.76482 | 0.0019684 | 0 | #DIV/0! | #DIV/0! | #DIV/0! | #DIV/0! | 0 | 0 | 0 | 0
2002-04-08 | Apr | 8 | 20:00 | 46.04 | 20 | 1023.6221 | 61417.3248 | 0 | 0 | 0.042257 | 4.1562e-08 | 0.078478 | 0.014297 | 0.24 | 0.70936 | 0 | 0.75908 | 0.0019761 | 0 | #DIV/0! | #DIV/0! | #DIV/0! | #DIV/0! | 0 | 0 | 0 | 0
2002-04-08 | Apr | 8 | 21:00 | 46.94 | 360 | 807.0866 | 48425.1984 | 0 | 0 | 0.042341 | 4.1712e-08 | 0.078337 | 0.01432 | 0.24 | 0.7096 | 0 | 0.76169 | 0.0019726 | 0 | #DIV/0! | #DIV/0! | #DIV/0! | #DIV/0! | 0 | 0 | 0 | 0
2002-04-08 | Apr | 8 | 22:00 | 46.94 | 360 | 1023.6221 | 61417.3248 | 0 | 0 | 0.042341 | 4.1712e-08 | 0.078337 | 0.01432 | 0.24 | 0.7096 | 0 | 0.76169 | 0.0019726 | 0 | #DIV/0! | #DIV/0! | #DIV/0! | #DIV/0! | 0 | 0 | 0 | 0
2002-04-08 | Apr | 8 | 23:00 | 46.94 | 340 | 905.5118 | 54330.7104 | 0 | 0 | 0.042341 | 4.1712e-08 | 0.078337 | 0.01432 | 0.24 | 0.7096 | 0 | 0.76169 | 0.0019726 | 0 | #DIV/0! | #DIV/0! | #DIV/0! | #DIV/0! | 0 | 0 | 0 | 0
2002-04-08 | Apr | 8 | 24:00 | 46.04 | 340 | 1220.4725 | 73228.3488 | 0 | 0 | 0.042257 | 4.1562e-08 | 0.078478 | 0.014297 | 0.24 | 0.70936 | 0 | 0.75908 | 0.0019761 | 0 | #DIV/0! | #DIV/0! | #DIV/0! | #DIV/0! | 0 | 0 | 0 | 0
2002-04-09 | Apr | 9 | 1:00 | 46.04 | 350 | 905.5118 | 54330.7104 | 0 | 0 | 0.042257 | 4.1562e-08 | 0.078478 | 0.014297 | 0.24 | 0.70936 | 0 | 0.75908 | 0.0019761 | 0 | #DIV/0! | #DIV/0! | #DIV/0! | #DIV/0! | 0 | 0 | 0 | 0
2002-04-09 | Apr | 9 | 2:00 | 46.04 | 340 | 905.5118 | 54330.7104 | 0 | 0 | 0.042257 | 4.1562e-08 | 0.078478 | 0.014297 | 0.24 | 0.70936 | 0 | 0.75908 | 0.0019761 | 0 | #DIV/0! | #DIV/0! | #DIV/0! | #DIV/0! | 0 | 0 | 0 | 0
2002-04-09 | Apr | 9 | 3:00 | 44.96 | 340 | 1023.6221 | 61417.3248 | 0 | 0 | 0.042157 | 4.1382e-08 | 0.078646 | 0.014269 | 0.24 | 0.70907 | 0 | 0.75597 | 0.0019804 | 0 | #DIV/0! | #DIV/0! | #DIV/0! | #DIV/0! | 0 | 0 | 0 | 0
2002-04-09 | Apr | 9 | 4:00 | 44.96 | 350 | 905.5118 | 54330.7104 | 0 | 0 | 0.042157 | 4.1382e-08 | 0.078646 | 0.014269 | 0.24 | 0.70907 | 0 | 0.75597 | 0.0019804 | 0 | #DIV/0! | #DIV/0! | #DIV/0! | #DIV/0! | 0 | 0 | 0 | 0
2002-04-09 | Apr | 9 | 5:00 | 44.06 | 340 | 905.5118 | 54330.7104 | 0 | 0 | 0.042074 | 4.1232e-08 | 0.078787 | 0.014246 | 0.24 | 0.70883 | 0 | 0.75338 | 0.0019839 | 0 | #DIV/0! | #DIV/0! | #DIV/0! | #DIV/0! | 0 | 0 | 0 | 0
2002-04-09 | Apr | 9 | 6:00 | 44.06 | 350 | 905.5118 | 54330.7104 | 0 | 0 | 0.042074 | 4.1232e-08 | 0.078787 | 0.014246 | 0.24 | 0.70883 | 0 | 0.75338 | 0.0019839 | 0 | #DIV/0! | #DIV/0! | #DIV/0! | #DIV/0! | 0 | 0 | 0 | 0
2002-04-09 | Apr | 9 | 7:00 | 42.98 | 10 | 1122.0473 | 67322.8368 | 0 | 0 | 0.041974 | 4.1052e-08 | 0.078955 | 0.014217 | 0.24 | 0.70854 | 0 | 0.75029 | 0.0019882 | 0 | #DIV/0! | #DIV/0! | #DIV/0! | #DIV/0! | 0 | 0 | 0 | 0
2002-04-09 | Apr | 9 | 8:00 | 42.98 | 30 | 807.0866 | 48425.1984 | 0 | 0 | 0.041974 | 4.1052e-08 | 0.078955 | 0.014217 | 0.24 | 0.70854 | 0 | 0.75029 | 0.0019882 | 0 | #DIV/0! | #DIV/0! | #DIV/0! | #DIV/0! | 0 | 0 | 0 | 0
2002-04-09 | Apr | 9 | 9:00 | 42.08 | 50 | 610.2362 | 36614.1744 | 0 | 0 | 0.04189 | 4.0902e-08 | 0.079096 | 0.014194 | 0.24 | 0.7083 | 0 | 0.74773 | 0.0019917 | 0 | #DIV/0! | #DIV/0! | #DIV/0! | #DIV/0! | 0 | 0 | 0 | 0
2002-04-09 | Apr | 9 | 10:00 | 42.08 | 60 | 511.811 | 30708.6624 | 0 | 0 | 0.04189 | 4.0902e-08 | 0.079096 | 0.014194 | 0.24 | 0.7083 | 0 | 0.74773 | 0.0019917 | 0 | #DIV/0! | #DIV/0! | #DIV/0! | #DIV/0! | 0 | 0 | 0 | 0
2002-04-09 | Apr | 9 | 11:00 | 44.06 | 60 | 807.0866 | 48425.1984 | 0 | 0 | 0.042074 | 4.1232e-08 | 0.078787 | 0.014246 | 0.24 | 0.70883 | 0 | 0.75338 | 0.0019839 | 0 | #DIV/0! | #DIV/0! | #DIV/0! | #DIV/0! | 0 | 0 | 0 | 0
2002-04-09 | Apr | 9 | 12:00 | 42.98 | 80 | 610.2362 | 36614.1744 | 0 | 0 | 0.041974 | 4.1052e-08 | 0.078955 | 0.014217 | 0.24 | 0.70854 | 0 | 0.75029 | 0.0019882 | 0 | #DIV/0! | #DIV/0! | #DIV/0! | #DIV/0! | 0 | 0 | 0 | 0
2002-04-09 | Apr | 9 | 13:00 | 46.04 | 90 | 708.6614 | 42519.6864 | 0 | 0 | 0.042257 | 4.1562e-08 | 0.078478 | 0.014297 | 0.24 | 0.70936 | 0 | 0.75908 | 0.0019761 | 0 | #DIV/0! | #DIV/0! | #DIV/0! | #DIV/0! | 0 | 0 | 0 | 0
2002-04-09 | Apr | 9 | 14:00 | 46.94 | 50 | 511.811 | 30708.6624 | 0 | 0 | 0.042341 | 4.1712e-08 | 0.078337 | 0.01432 | 0.24 | 0.7096 | 0 | 0.76169 | 0.0019726 | 0 | #DIV/0! | #DIV/0! | #DIV/0! | #DIV/0! | 0 | 0 | 0 | 0
2002-04-09 | Apr | 9 | 15:00 | 48.02 | 0 | 0 | 0 | 0 | 0 | 0.042441 | 4.1892e-08 | 0.078169 | 0.014349 | 0.24 | 0.70988 | 0 | 0.76482 | 0.0019684 | 0 | #DIV/0! | #DIV/0! | #DIV/0! | #DIV/0! | 0 | 0 | 0 | 0
2002-04-09 | Apr | 9 | 16:00 | 50 | 40 | 413.3858 | 24803.1504 | 0 | 0 | 0.042624 | 4.2222e-08 | 0.07786 | 0.0144 | 0.24 | 0.7104 | 0 | 0.77061 | 0.0019608 | 0 | #DIV/0! | #DIV/0! | #DIV/0! | #DIV/0! | 0 | 0 | 0 | 0
2002-04-09 | Apr | 9 | 17:00 | 46.94 | 70 | 610.2362 | 36614.1744 | 0 | 0 | 0.042341 | 4.1712e-08 | 0.078337 | 0.01432 | 0.24 | 0.7096 | 0 | 0.76169 | 0.0019726 | 0 | #DIV/0! | #DIV/0! | #DIV/0! | #DIV/0! | 0 | 0 | 0 | 0
2002-04-09 | Apr | 9 | 18:00 | 46.04 | 110 | 610.2362 | 36614.1744 | 0 | 0 | 0.042257 | 4.1562e-08 | 0.078478 | 0.014297 | 0.24 | 0.70936 | 0 | 0.75908 | 0.0019761 | 0 | #DIV/0! | #DIV/0! | #DIV/0! | #DIV/0! | 0 | 0 | 0 | 0
2002-04-09 | Apr | 9 | 19:00 | 42.98 | 120 | 807.0866 | 48425.1984 | 0 | 0 | 0.041974 | 4.1052e-08 | 0.078955 | 0.014217 | 0.24 | 0.70854 | 0 | 0.75029 | 0.0019882 | 0 | #DIV/0! | #DIV/0! | #DIV/0! | #DIV/0! | 0 | 0 | 0 | 0
2002-04-09 | Apr | 9 | 20:00 | 37.94 | 160 | 807.0866 | 48425.1984 | 0 | 0 | 0.04165 | 4.0327e-08 | 0.079754 | 0.014086 | 0.24 | 0.70961 | 0 | 0.73593 | 0.0020083 | 0 | #DIV/0! | #DIV/0! | #DIV/0! | #DIV/0! | 0 | 0 | 0 | 0
2002-04-09 | Apr | 9 | 21:00 | 37.04 | 160 | 413.3858 | 24803.1504 | 0 | 0 | 0.041629 | 4.0227e-08 | 0.0799 | 0.014063 | 0.24 | 0.71044 | 0 | 0.73337 | 0.0020119 | 0 | #DIV/0! | #DIV/0! | #DIV/0! | #DIV/0! | 0 | 0 | 0 | 0
2002-04-09 | Apr | 9 | 22:00 | 37.04 | 0 | 0 | 0 | 0 | 0 | 0.041629 | 4.0227e-08 | 0.0799 | 0.014063 | 0.24 | 0.71044 | 0 | 0.73337 | 0.0020119 | 0 | #DIV/0! | #DIV/0! | #DIV/0! | #DIV/0! | 0 | 0 | 0 | 0
2002-04-09 | Apr | 9 | 23:00 | 37.04 | 170 | 511.811 | 30708.6624 | 0 | 0 | 0.041629 | 4.0227e-08 | 0.0799 | 0.014063 | 0.24 | 0.71044 | 0 | 0.73337 | 0.0020119 | 0 | #DIV/0! | #DIV/0! | #DIV/0! | #DIV/0! | 0 | 0 | 0 | 0
2002-04-09 | Apr | 9 | 24:00 | 35.96 | 170 | 511.811 | 30708.6624 | 0 | 0 | 0.041604 | 4.0107e-08 | 0.080074 | 0.014035 | 0.24 | 0.71143 | 0 | 0.73031 | 0.0020163 | 0 | #DIV/0! | #DIV/0! | #DIV/0! | #DIV/0! | 0 | 0 | 0 | 0
2002-04-10 | Apr | 10 | 1:00 | 35.06 | 190 | 511.811 | 30708.6624 | 0 | 0 | 0.041583 | 4.0007e-08 | 0.08022 | 0.014012 | 0.24 | 0.71226 | 0 | 0.72776 | 0.00202 | 0 | #DIV/0! | #DIV/0! | #DIV/0! | #DIV/0! | 0 | 0 | 0 | 0
2002-04-10 | Apr | 10 | 2:00 | 35.96 | 180 | 511.811 | 30708.6624 | 0 | 0 | 0.041604 | 4.0107e-08 | 0.080074 | 0.014035 | 0.24 | 0.71143 | 0 | 0.73031 | 0.0020163 | 0 | #DIV/0! | #DIV/0! | #DIV/0! | #DIV/0! | 0 | 0 | 0 | 0
2002-04-10 | Apr | 10 | 3:00 | 35.06 | 180 | 413.3858 | 24803.1504 | 0 | 0 | 0.041583 | 4.0007e-08 | 0.08022 | 0.014012 | 0.24 | 0.71226 | 0 | 0.72776 | 0.00202 | 0 | #DIV/0! | #DIV/0! | #DIV/0! | #DIV/0! | 0 | 0 | 0 | 0
2002-04-10 | Apr | 10 | 4:00 | 35.06 | 180 | 413.3858 | 24803.1504 | 0 | 0 | 0.041583 | 4.0007e-08 | 0.08022 | 0.014012 | 0.24 | 0.71226 | 0 | 0.72776 | 0.00202 | 0 | #DIV/0! | #DIV/0! | #DIV/0! | #DIV/0! | 0 | 0 | 0 | 0
2002-04-10 | Apr | 10 | 5:00 | 35.06 | 180 | 413.3858 | 24803.1504 | 0 | 0 | 0.041583 | 4.0007e-08 | 0.08022 | 0.014012 | 0.24 | 0.71226 | 0 | 0.72776 | 0.00202 | 0 | #DIV/0! | #DIV/0! | #DIV/0! | #DIV/0! | 0 | 0 | 0 | 0
2002-04-10 | Apr | 10 | 6:00 | 35.96 | 170 | 610.2362 | 36614.1744 | 0 | 0 | 0.041604 | 4.0107e-08 | 0.080074 | 0.014035 | 0.24 | 0.71143 | 0 | 0.73031 | 0.0020163 | 0 | #DIV/0! | #DIV/0! | #DIV/0! | #DIV/0! | 0 | 0 | 0 | 0
2002-04-10 | Apr | 10 | 7:00 | 41 | 170 | 905.5118 | 54330.7104 | 0 | 0 | 0.04179 | 4.0722e-08 | 0.079264 | 0.014166 | 0.24 | 0.70801 | 0 | 0.74466 | 0.001996 | 0 | #DIV/0! | #DIV/0! | #DIV/0! | #DIV/0! | 0 | 0 | 0 | 0
2002-04-10 | Apr | 10 | 8:00 | 46.04 | 180 | 610.2362 | 36614.1744 | 0 | 0 | 0.042257 | 4.1562e-08 | 0.078478 | 0.014297 | 0.24 | 0.70936 | 0 | 0.75908 | 0.0019761 | 0 | #DIV/0! | #DIV/0! | #DIV/0! | #DIV/0! | 0 | 0 | 0 | 0
2002-04-10 | Apr | 10 | 9:00 | 50 | 150 | 1220.4725 | 73228.3488 | 0 | 0 | 0.042624 | 4.2222e-08 | 0.07786 | 0.0144 | 0.24 | 0.7104 | 0 | 0.77061 | 0.0019608 | 0 | #DIV/0! | #DIV/0! | #DIV/0! | #DIV/0! | 0 | 0 | 0 | 0
2002-04-10 | Apr | 10 | 10:00 | 53.06 | 180 | 1023.6221 | 61417.3248 | 0 | 0 | 0.042872 | 4.2732e-08 | 0.077401 | 0.01448 | 0.24 | 0.71061 | 0 | 0.77947 | 0.0019491 | 0 | #DIV/0! | #DIV/0! | #DIV/0! | #DIV/0! | 0 | 0 | 0 | 0
2002-04-10 | Apr | 10 | 11:00 | 55.94 | 180 | 1220.4725 | 73228.3488 | 0 | 0 | 0.043106 | 4.3212e-08 | 0.076969 | 0.014554 | 0.24 | 0.71081 | 0 | 0.7879 | 0.0019382 | 0 | #DIV/0! | #DIV/0! | #DIV/0! | #DIV/0! | 0 | 0 | 0 | 0
2002-04-10 | Apr | 10 | 12:00 | 57.92 | 170 | 1122.0473 | 67322.8368 | 0 | 0 | 0.043266 | 4.3542e-08 | 0.076672 | 0.014606 | 0.24 | 0.71094 | 0 | 0.79374 | 0.0019308 | 0 | #DIV/0! | #DIV/0! | #DIV/0! | #DIV/0! | 0 | 0 | 0 | 0
2002-04-10 | Apr | 10 | 13:00 | 60.98 | 180 | 1318.8977 | 79133.8608 | 0 | 0 | 0.043514 | 4.4052e-08 | 0.076219 | 0.014685 | 0.24 | 0.71114 | 0 | 0.80281 | 0.0019195 | 0 | #DIV/0! | #DIV/0! | #DIV/0! | #DIV/0! | 0 | 0 | 0 | 0
2002-04-10 | Apr | 10 | 14:00 | 62.06 | 190 | 1417.3229 | 85039.3728 | 0 | 0 | 0.043602 | 4.4232e-08 | 0.076063 | 0.014714 | 0.24 | 0.71121 | 0 | 0.80599 | 0.0019155 | 0 | #DIV/0! | #DIV/0! | #DIV/0! | #DIV/0! | 0 | 0 | 0 | 0
2002-04-10 | Apr | 10 | 15:00 | 62.96 | 200 | 1318.8977 | 79133.8608 | 0 | 0 | 0.043675 | 4.4382e-08 | 0.075934 | 0.014737 | 0.24 | 0.71127 | 0 | 0.80865 | 0.0019122 | 0 | #DIV/0! | #DIV/0! | #DIV/0! | #DIV/0! | 0 | 0 | 0 | 0
2002-04-10 | Apr | 10 | 16:00 | 64.04 | 190 | 1515.7481 | 90944.8848 | 0 | 0 | 0.043762 | 4.4562e-08 | 0.075778 | 0.014765 | 0.24 | 0.71134 | 0 | 0.81186 | 0.0019083 | 0 | #DIV/0! | #DIV/0! | #DIV/0! | #DIV/0! | 0 | 0 | 0 | 0
2002-04-10 | Apr | 10 | 17:00 | 62.06 | 180 | 1318.8977 | 79133.8608 | 0 | 0 | 0.043602 | 4.4232e-08 | 0.076063 | 0.014714 | 0.24 | 0.71121 | 0 | 0.80599 | 0.0019155 | 0 | #DIV/0! | #DIV/0! | #DIV/0! | #DIV/0! | 0 | 0 | 0 | 0
2002-04-10 | Apr | 10 | 18:00 | 60.08 | 180 | 1122.0473 | 67322.8368 | 0 | 0 | 0.043441 | 4.3902e-08 | 0.076348 | 0.014662 | 0.24 | 0.71108 | 0 | 0.80017 | 0.0019228 | 0 | #DIV/0! | #DIV/0! | #DIV/0! | #DIV/0! | 0 | 0 | 0 | 0
2002-04-10 | Apr | 10 | 19:00 | 55.94 | 170 | 905.5118 | 54330.7104 | 0 | 0 | 0.043106 | 4.3212e-08 | 0.076969 | 0.014554 | 0.24 | 0.71081 | 0 | 0.7879 | 0.0019382 | 0 | #DIV/0! | #DIV/0! | #DIV/0! | #DIV/0! | 0 | 0 | 0 | 0
2002-04-10 | Apr | 10 | 20:00 | 55.04 | 160 | 905.5118 | 54330.7104 | 0 | 0 | 0.043033 | 4.3062e-08 | 0.077104 | 0.014531 | 0.24 | 0.71074 | 0 | 0.78525 | 0.0019416 | 0 | #DIV/0! | #DIV/0! | #DIV/0! | #DIV/0! | 0 | 0 | 0 | 0
2002-04-10 | Apr | 10 | 21:00 | 53.96 | 160 | 1023.6221 | 61417.3248 | 0 | 0 | 0.042945 | 4.2882e-08 | 0.077266 | 0.014503 | 0.24 | 0.71067 | 0 | 0.78209 | 0.0019457 | 0 | #DIV/0! | #DIV/0! | #DIV/0! | #DIV/0! | 0 | 0 | 0 | 0
2002-04-10 | Apr | 10 | 22:00 | 53.06 | 170 | 807.0866 | 48425.1984 | 0 | 0 | 0.042872 | 4.2732e-08 | 0.077401 | 0.01448 | 0.24 | 0.71061 | 0 | 0.77947 | 0.0019491 | 0 | #DIV/0! | #DIV/0! | #DIV/0! | #DIV/0! | 0 | 0 | 0 | 0
2002-04-10 | Apr | 10 | 23:00 | 51.98 | 170 | 905.5118 | 54330.7104 | 0 | 0 | 0.042785 | 4.2552e-08 | 0.077563 | 0.014451 | 0.24 | 0.71054 | 0 | 0.77633 | 0.0019532 | 0 | #DIV/0! | #DIV/0! | #DIV/0! | #DIV/0! | 0 | 0 | 0 | 0
2002-04-10 | Apr | 10 | 24:00 | 53.06 | 170 | 1122.0473 | 67322.8368 | 0 | 0 | 0.042872 | 4.2732e-08 | 0.077401 | 0.01448 | 0.24 | 0.71061 | 0 | 0.77947 | 0.0019491 | 0 | #DIV/0! | #DIV/0! | #DIV/0! | #DIV/0! | 0 | 0 | 0 | 0
2002-04-11 | Apr | 11 | 1:00 | 53.06 | 180 | 1122.0473 | 67322.8368 | 0 | 0 | 0.042872 | 4.2732e-08 | 0.077401 | 0.01448 | 0.24 | 0.71061 | 0 | 0.77947 | 0.0019491 | 0 | #DIV/0! | #DIV/0! | #DIV/0! | #DIV/0! | 0 | 0 | 0 | 0
2002-04-11 | Apr | 11 | 2:00 | 53.06 | 180 | 610.2362 | 36614.1744 | 0 | 0 | 0.042872 | 4.2732e-08 | 0.077401 | 0.01448 | 0.24 | 0.71061 | 0 | 0.77947 | 0.0019491 | 0 | #DIV/0! | #DIV/0! | #DIV/0! | #DIV/0! | 0 | 0 | 0 | 0
2002-04-11 | Apr | 11 | 3:00 | 51.08 | 200 | 413.3858 | 24803.1504 | 0 | 0 | 0.042712 | 4.2402e-08 | 0.077698 | 0.014428 | 0.24 | 0.71048 | 0 | 0.77373 | 0.0019566 | 0 | #DIV/0! | #DIV/0! | #DIV/0! | #DIV/0! | 0 | 0 | 0 | 0
2002-04-11 | Apr | 11 | 4:00 | 51.98 | 190 | 1023.6221 | 61417.3248 | 0 | 0 | 0.042785 | 4.2552e-08 | 0.077563 | 0.014451 | 0.24 | 0.71054 | 0 | 0.77633 | 0.0019532 | 0 | #DIV/0! | #DIV/0! | #DIV/0! | #DIV/0! | 0 | 0 | 0 | 0
2002-04-11 | Apr | 11 | 5:00 | 51.98 | 190 | 610.2362 | 36614.1744 | 0 | 0 | 0.042785 | 4.2552e-08 | 0.077563 | 0.014451 | 0.24 | 0.71054 | 0 | 0.77633 | 0.0019532 | 0 | #DIV/0! | #DIV/0! | #DIV/0! | #DIV/0! | 0 | 0 | 0 | 0
2002-04-11 | Apr | 11 | 6:00 | 50 | 180 | 807.0866 | 48425.1984 | 0 | 0 | 0.042624 | 4.2222e-08 | 0.07786 | 0.0144 | 0.24 | 0.7104 | 0 | 0.77061 | 0.0019608 | 0 | #DIV/0! | #DIV/0! | #DIV/0! | #DIV/0! | 0 | 0 | 0 | 0
2002-04-11 | Apr | 11 | 7:00 | 53.96 | 190 | 1023.6221 | 61417.3248 | 0 | 0 | 0.042945 | 4.2882e-08 | 0.077266 | 0.014503 | 0.24 | 0.71067 | 0 | 0.78209 | 0.0019457 | 0 | #DIV/0! | #DIV/0! | #DIV/0! | #DIV/0! | 0 | 0 | 0 | 0
2002-04-11 | Apr | 11 | 8:00 | 57.92 | 220 | 1417.3229 | 85039.3728 | 0 | 0 | 0.043266 | 4.3542e-08 | 0.076672 | 0.014606 | 0.24 | 0.71094 | 0 | 0.79374 | 0.0019308 | 0 | #DIV/0! | #DIV/0! | #DIV/0! | #DIV/0! | 0 | 0 | 0 | 0
2002-04-11 | Apr | 11 | 9:00 | 60.98 | 200 | 1318.8977 | 79133.8608 | 0 | 0 | 0.043514 | 4.4052e-08 | 0.076219 | 0.014685 | 0.24 | 0.71114 | 0 | 0.80281 | 0.0019195 | 0 | #DIV/0! | #DIV/0! | #DIV/0! | #DIV/0! | 0 | 0 | 0 | 0
2002-04-11 | Apr | 11 | 10:00 | 66.02 | 200 | 1515.7481 | 90944.8848 | 0 | 0 | 0.043923 | 4.4892e-08 | 0.075493 | 0.014817 | 0.24 | 0.71147 | 0 | 0.81776 | 0.0019011 | 0 | #DIV/0! | #DIV/0! | #DIV/0! | #DIV/0! | 0 | 0 | 0 | 0
2002-04-11 | Apr | 11 | 11:00 | 68 | 200 | 1318.8977 | 79133.8608 | 0 | 0 | 0.044084 | 4.5222e-08 | 0.075208 | 0.014868 | 0.24 | 0.7116 | 0 | 0.82372 | 0.0018939 | 0 | #DIV/0! | #DIV/0! | #DIV/0! | #DIV/0! | 0 | 0 | 0 | 0
2002-04-11 | Apr | 11 | 12:00 | 69.98 | 200 | 1614.1733 | 96850.3968 | 0 | 0 | 0.044244 | 4.5552e-08 | 0.074923 | 0.014919 | 0.24 | 0.71173 | 0 | 0.82971 | 0.0018869 | 0 | #DIV/0! | #DIV/0! | #DIV/0! | #DIV/0! | 0 | 0 | 0 | 0
2002-04-11 | Apr | 11 | 13:00 | 69.98 | 180 | 1318.8977 | 79133.8608 | 0 | 0 | 0.044244 | 4.5552e-08 | 0.074923 | 0.014919 | 0.24 | 0.71173 | 0 | 0.82971 | 0.0018869 | 0 | #DIV/0! | #DIV/0! | #DIV/0! | #DIV/0! | 0 | 0 | 0 | 0
2002-04-11 | Apr | 11 | 14:00 | 73.04 | 200 | 1417.3229 | 85039.3728 | 0 | 0 | 0.044387 | 4.5978e-08 | 0.074497 | 0.014999 | 0.24 | 0.71023 | 0 | 0.8389 | 0.001876 | 0 | #DIV/0! | #DIV/0! | #DIV/0! | #DIV/0! | 0 | 0 | 0 | 0
2002-04-11 | Apr | 11 | 15:00 | 75.02 | 210 | 1318.8977 | 79133.8608 | 0 | 0 | 0.044478 | 4.6253e-08 | 0.074222 | 0.015051 | 0.24 | 0.70926 | 0 | 0.8449 | 0.0018691 | 0 | #DIV/0! | #DIV/0! | #DIV/0! | #DIV/0! | 0 | 0 | 0 | 0
2002-04-11 | Apr | 11 | 16:00 | 73.94 | 200 | 1515.7481 | 90944.8848 | 0 | 0 | 0.044428 | 4.6103e-08 | 0.074372 | 0.015022 | 0.24 | 0.70979 | 0 | 0.84162 | 0.0018729 | 0 | #DIV/0! | #DIV/0! | #DIV/0! | #DIV/0! | 0 | 0 | 0 | 0
2002-04-11 | Apr | 11 | 17:00 | 73.94 | 180 | 1732.2835 | 103937.0112 | 0 | 0 | 0.044428 | 4.6103e-08 | 0.074372 | 0.015022 | 0.24 | 0.70979 | 0 | 0.84162 | 0.0018729 | 0 | #DIV/0! | #DIV/0! | #DIV/0! | #DIV/0! | 0 | 0 | 0 | 0
2002-04-11 | Apr | 11 | 18:00 | 71.96 | 190 | 1318.8977 | 79133.8608 | 0 | 0 | 0.044336 | 4.5828e-08 | 0.074648 | 0.014971 | 0.24 | 0.71076 | 0 | 0.83565 | 0.0018798 | 0 | #DIV/0! | #DIV/0! | #DIV/0! | #DIV/0! | 0 | 0 | 0 | 0
2002-04-11 | Apr | 11 | 19:00 | 69.98 | 190 | 1318.8977 | 79133.8608 | 0 | 0 | 0.044244 | 4.5552e-08 | 0.074923 | 0.014919 | 0.24 | 0.71173 | 0 | 0.82971 | 0.0018869 | 0 | #DIV/0! | #DIV/0! | #DIV/0! | #DIV/0! | 0 | 0 | 0 | 0
2002-04-11 | Apr | 11 | 20:00 | 68 | 190 | 807.0866 | 48425.1984 | 0 | 0 | 0.044084 | 4.5222e-08 | 0.075208 | 0.014868 | 0.24 | 0.7116 | 0 | 0.82372 | 0.0018939 | 0 | #DIV/0! | #DIV/0! | #DIV/0! | #DIV/0! | 0 | 0 | 0 | 0
2002-04-11 | Apr | 11 | 21:00 | 66.02 | 180 | 905.5118 | 54330.7104 | 0 | 0 | 0.043923 | 4.4892e-08 | 0.075493 | 0.014817 | 0.24 | 0.71147 | 0 | 0.81776 | 0.0019011 | 0 | #DIV/0! | #DIV/0! | #DIV/0! | #DIV/0! | 0 | 0 | 0 | 0
2002-04-11 | Apr | 11 | 22:00 | 66.02 | 190 | 905.5118 | 54330.7104 | 0 | 0 | 0.043923 | 4.4892e-08 | 0.075493 | 0.014817 | 0.24 | 0.71147 | 0 | 0.81776 | 0.0019011 | 0 | #DIV/0! | #DIV/0! | #DIV/0! | #DIV/0! | 0 | 0 | 0 | 0
2002-04-11 | Apr | 11 | 23:00 | 64.94 | 190 | 1023.6221 | 61417.3248 | 0 | 0 | 0.043835 | 4.4712e-08 | 0.075649 | 0.014788 | 0.24 | 0.7114 | 0 | 0.81454 | 0.001905 | 0 | #DIV/0! | #DIV/0! | #DIV/0! | #DIV/0! | 0 | 0 | 0 | 0
2002-04-11 | Apr | 11 | 24:00 | 64.94 | 200 | 1220.4725 | 73228.3488 | 0 | 0 | 0.043835 | 4.4712e-08 | 0.075649 | 0.014788 | 0.24 | 0.7114 | 0 | 0.81454 | 0.001905 | 0 | #DIV/0! | #DIV/0! | #DIV/0! | #DIV/0! | 0 | 0 | 0 | 0
2002-04-12 | Apr | 12 | 1:00 | 64.94 | 200 | 1220.4725 | 73228.3488 | 0 | 0 | 0.043835 | 4.4712e-08 | 0.075649 | 0.014788 | 0.24 | 0.7114 | 0 | 0.81454 | 0.001905 | 0 | #DIV/0! | #DIV/0! | #DIV/0! | #DIV/0! | 0 | 0 | 0 | 0
2002-04-12 | Apr | 12 | 2:00 | 66.02 | 210 | 1515.7481 | 90944.8848 | 0 | 0 | 0.043923 | 4.4892e-08 | 0.075493 | 0.014817 | 0.24 | 0.71147 | 0 | 0.81776 | 0.0019011 | 0 | #DIV/0! | #DIV/0! | #DIV/0! | #DIV/0! | 0 | 0 | 0 | 0
2002-04-12 | Apr | 12 | 3:00 | 64.94 | 230 | 1220.4725 | 73228.3488 | 0 | 0 | 0.043835 | 4.4712e-08 | 0.075649 | 0.014788 | 0.24 | 0.7114 | 0 | 0.81454 | 0.001905 | 0 | #DIV/0! | #DIV/0! | #DIV/0! | #DIV/0! | 0 | 0 | 0 | 0
2002-04-12 | Apr | 12 | 4:00 | 62.96 | 230 | 1220.4725 | 73228.3488 | 0 | 0 | 0.043675 | 4.4382e-08 | 0.075934 | 0.014737 | 0.24 | 0.71127 | 0 | 0.80865 | 0.0019122 | 0 | #DIV/0! | #DIV/0! | #DIV/0! | #DIV/0! | 0 | 0 | 0 | 0
2002-04-12 | Apr | 12 | 5:00 | 62.06 | 210 | 807.0866 | 48425.1984 | 0 | 0 | 0.043602 | 4.4232e-08 | 0.076063 | 0.014714 | 0.24 | 0.71121 | 0 | 0.80599 | 0.0019155 | 0 | #DIV/0! | #DIV/0! | #DIV/0! | #DIV/0! | 0 | 0 | 0 | 0
2002-04-12 | Apr | 12 | 6:00 | 60.08 | 220 | 708.6614 | 42519.6864 | 0 | 0 | 0.043441 | 4.3902e-08 | 0.076348 | 0.014662 | 0.24 | 0.71108 | 0 | 0.80017 | 0.0019228 | 0 | #DIV/0! | #DIV/0! | #DIV/0! | #DIV/0! | 0 | 0 | 0 | 0
2002-04-12 | Apr | 12 | 7:00 | 60.08 | 230 | 610.2362 | 36614.1744 | 0 | 0 | 0.043441 | 4.3902e-08 | 0.076348 | 0.014662 | 0.24 | 0.71108 | 0 | 0.80017 | 0.0019228 | 0 | #DIV/0! | #DIV/0! | #DIV/0! | #DIV/0! | 0 | 0 | 0 | 0
2002-04-12 | Apr | 12 | 8:00 | 60.98 | 260 | 905.5118 | 54330.7104 | 0 | 0 | 0.043514 | 4.4052e-08 | 0.076219 | 0.014685 | 0.24 | 0.71114 | 0 | 0.80281 | 0.0019195 | 0 | #DIV/0! | #DIV/0! | #DIV/0! | #DIV/0! | 0 | 0 | 0 | 0
2002-04-12 | Apr | 12 | 9:00 | 62.06 | 260 | 905.5118 | 54330.7104 | 0 | 0 | 0.043602 | 4.4232e-08 | 0.076063 | 0.014714 | 0.24 | 0.71121 | 0 | 0.80599 | 0.0019155 | 0 | #DIV/0! | #DIV/0! | #DIV/0! | #DIV/0! | 0 | 0 | 0 | 0
2002-04-12 | Apr | 12 | 10:00 | 60.98 | 270 | 905.5118 | 54330.7104 | 0 | 0 | 0.043514 | 4.4052e-08 | 0.076219 | 0.014685 | 0.24 | 0.71114 | 0 | 0.80281 | 0.0019195 | 0 | #DIV/0! | #DIV/0! | #DIV/0! | #DIV/0! | 0 | 0 | 0 | 0
2002-04-12 | Apr | 12 | 11:00 | 60.98 | 300 | 905.5118 | 54330.7104 | 0 | 0 | 0.043514 | 4.4052e-08 | 0.076219 | 0.014685 | 0.24 | 0.71114 | 0 | 0.80281 | 0.0019195 | 0 | #DIV/0! | #DIV/0! | #DIV/0! | #DIV/0! | 0 | 0 | 0 | 0
2002-04-12 | Apr | 12 | 12:00 | 60.08 | 310 | 708.6614 | 42519.6864 | 0 | 0 | 0.043441 | 4.3902e-08 | 0.076348 | 0.014662 | 0.24 | 0.71108 | 0 | 0.80017 | 0.0019228 | 0 | #DIV/0! | #DIV/0! | #DIV/0! | #DIV/0! | 0 | 0 | 0 | 0
2002-04-12 | Apr | 12 | 13:00 | 55.04 | 60 | 1023.6221 | 61417.3248 | 0 | 0 | 0.043033 | 4.3062e-08 | 0.077104 | 0.014531 | 0.24 | 0.71074 | 0 | 0.78525 | 0.0019416 | 0 | #DIV/0! | #DIV/0! | #DIV/0! | #DIV/0! | 0 | 0 | 0 | 0
2002-04-12 | Apr | 12 | 14:00 | 53.06 | 60 | 1023.6221 | 61417.3248 | 0 | 0 | 0.042872 | 4.2732e-08 | 0.077401 | 0.01448 | 0.24 | 0.71061 | 0 | 0.77947 | 0.0019491 | 0 | #DIV/0! | #DIV/0! | #DIV/0! | #DIV/0! | 0 | 0 | 0 | 0
2002-04-12 | Apr | 12 | 15:00 | 51.98 | 50 | 905.5118 | 54330.7104 | 0 | 0 | 0.042785 | 4.2552e-08 | 0.077563 | 0.014451 | 0.24 | 0.71054 | 0 | 0.77633 | 0.0019532 | 0 | #DIV/0! | #DIV/0! | #DIV/0! | #DIV/0! | 0 | 0 | 0 | 0
2002-04-12 | Apr | 12 | 16:00 | 51.08 | 80 | 807.0866 | 48425.1984 | 0 | 0 | 0.042712 | 4.2402e-08 | 0.077698 | 0.014428 | 0.24 | 0.71048 | 0 | 0.77373 | 0.0019566 | 0 | #DIV/0! | #DIV/0! | #DIV/0! | #DIV/0! | 0 | 0 | 0 | 0
2002-04-12 | Apr | 12 | 17:00 | 50 | 50 | 708.6614 | 42519.6864 | 0 | 0 | 0.042624 | 4.2222e-08 | 0.07786 | 0.0144 | 0.24 | 0.7104 | 0 | 0.77061 | 0.0019608 | 0 | #DIV/0! | #DIV/0! | #DIV/0! | #DIV/0! | 0 | 0 | 0 | 0
2002-04-12 | Apr | 12 | 18:00 | 48.92 | 40 | 807.0866 | 48425.1984 | 0 | 0 | 0.042524 | 4.2042e-08 | 0.078028 | 0.014372 | 0.24 | 0.71012 | 0 | 0.76745 | 0.0019649 | 0 | #DIV/0! | #DIV/0! | #DIV/0! | #DIV/0! | 0 | 0 | 0 | 0
2002-04-12 | Apr | 12 | 19:00 | 46.94 | 60 | 511.811 | 30708.6624 | 0 | 0 | 0.042341 | 4.1712e-08 | 0.078337 | 0.01432 | 0.24 | 0.7096 | 0 | 0.76169 | 0.0019726 | 0 | #DIV/0! | #DIV/0! | #DIV/0! | #DIV/0! | 0 | 0 | 0 | 0
2002-04-12 | Apr | 12 | 20:00 | 46.94 | 80 | 610.2362 | 36614.1744 | 0 | 0 | 0.042341 | 4.1712e-08 | 0.078337 | 0.01432 | 0.24 | 0.7096 | 0 | 0.76169 | 0.0019726 | 0 | #DIV/0! | #DIV/0! | #DIV/0! | #DIV/0! | 0 | 0 | 0 | 0
2002-04-12 | Apr | 12 | 21:00 | 48.02 | 70 | 413.3858 | 24803.1504 | 0 | 0 | 0.042441 | 4.1892e-08 | 0.078169 | 0.014349 | 0.24 | 0.70988 | 0 | 0.76482 | 0.0019684 | 0 | #DIV/0! | #DIV/0! | #DIV/0! | #DIV/0! | 0 | 0 | 0 | 0
2002-04-12 | Apr | 12 | 22:00 | 46.94 | 0 | 0 | 0 | 0 | 0 | 0.042341 | 4.1712e-08 | 0.078337 | 0.01432 | 0.24 | 0.7096 | 0 | 0.76169 | 0.0019726 | 0 | #DIV/0! | #DIV/0! | #DIV/0! | #DIV/0! | 0 | 0 | 0 | 0
2002-04-12 | Apr | 12 | 23:00 | 48.02 | 0 | 0 | 0 | 0 | 0 | 0.042441 | 4.1892e-08 | 0.078169 | 0.014349 | 0.24 | 0.70988 | 0 | 0.76482 | 0.0019684 | 0 | #DIV/0! | #DIV/0! | #DIV/0! | #DIV/0! | 0 | 0 | 0 | 0
2002-04-12 | Apr | 12 | 24:00 | 46.94 | 0 | 0 | 0 | 0 | 0 | 0.042341 | 4.1712e-08 | 0.078337 | 0.01432 | 0.24 | 0.7096 | 0 | 0.76169 | 0.0019726 | 0 | #DIV/0! | #DIV/0! | #DIV/0! | #DIV/0! | 0 | 0 | 0 | 0
2002-04-13 | Apr | 13 | 1:00 | 44.06 | 0 | 0 | 0 | 0 | 0 | 0.042074 | 4.1232e-08 | 0.078787 | 0.014246 | 0.24 | 0.70883 | 0 | 0.75338 | 0.0019839 | 0 | #DIV/0! | #DIV/0! | #DIV/0! | #DIV/0! | 0 | 0 | 0 | 0
2002-04-13 | Apr | 13 | 2:00 | 44.06 | 0 | 0 | 0 | 0 | 0 | 0.042074 | 4.1232e-08 | 0.078787 | 0.014246 | 0.24 | 0.70883 | 0 | 0.75338 | 0.0019839 | 0 | #DIV/0! | #DIV/0! | #DIV/0! | #DIV/0! | 0 | 0 | 0 | 0
2002-04-13 | Apr | 13 | 3:00 | 44.06 | 0 | 0 | 0 | 0 | 0 | 0.042074 | 4.1232e-08 | 0.078787 | 0.014246 | 0.24 | 0.70883 | 0 | 0.75338 | 0.0019839 | 0 | #DIV/0! | #DIV/0! | #DIV/0! | #DIV/0! | 0 | 0 | 0 | 0
2002-04-13 | Apr | 13 | 4:00 | 42.08 | 320 | 295.2756 | 17716.536 | 0 | 0 | 0.04189 | 4.0902e-08 | 0.079096 | 0.014194 | 0.24 | 0.7083 | 0 | 0.74773 | 0.0019917 | 0 | #DIV/0! | #DIV/0! | #DIV/0! | #DIV/0! | 0 | 0 | 0 | 0
2002-04-13 | Apr | 13 | 5:00 | 44.06 | 330 | 295.2756 | 17716.536 | 0 | 0 | 0.042074 | 4.1232e-08 | 0.078787 | 0.014246 | 0.24 | 0.70883 | 0 | 0.75338 | 0.0019839 | 0 | #DIV/0! | #DIV/0! | #DIV/0! | #DIV/0! | 0 | 0 | 0 | 0
2002-04-13 | Apr | 13 | 6:00 | 44.96 | 350 | 413.3858 | 24803.1504 | 0 | 0 | 0.042157 | 4.1382e-08 | 0.078646 | 0.014269 | 0.24 | 0.70907 | 0 | 0.75597 | 0.0019804 | 0 | #DIV/0! | #DIV/0! | #DIV/0! | #DIV/0! | 0 | 0 | 0 | 0
2002-04-13 | Apr | 13 | 7:00 | 46.94 | 20 | 708.6614 | 42519.6864 | 0 | 0 | 0.042341 | 4.1712e-08 | 0.078337 | 0.01432 | 0.24 | 0.7096 | 0 | 0.76169 | 0.0019726 | 0 | #DIV/0! | #DIV/0! | #DIV/0! | #DIV/0! | 0 | 0 | 0 | 0
2002-04-13 | Apr | 13 | 8:00 | 50 | 30 | 413.3858 | 24803.1504 | 0 | 0 | 0.042624 | 4.2222e-08 | 0.07786 | 0.0144 | 0.24 | 0.7104 | 0 | 0.77061 | 0.0019608 | 0 | #DIV/0! | #DIV/0! | #DIV/0! | #DIV/0! | 0 | 0 | 0 | 0
2002-04-13 | Apr | 13 | 9:00 | 53.06 | 30 | 511.811 | 30708.6624 | 0 | 0 | 0.042872 | 4.2732e-08 | 0.077401 | 0.01448 | 0.24 | 0.71061 | 0 | 0.77947 | 0.0019491 | 0 | #DIV/0! | #DIV/0! | #DIV/0! | #DIV/0! | 0 | 0 | 0 | 0
2002-04-13 | Apr | 13 | 10:00 | 55.94 | 50 | 708.6614 | 42519.6864 | 0 | 0 | 0.043106 | 4.3212e-08 | 0.076969 | 0.014554 | 0.24 | 0.71081 | 0 | 0.7879 | 0.0019382 | 0 | #DIV/0! | #DIV/0! | #DIV/0! | #DIV/0! | 0 | 0 | 0 | 0
2002-04-13 | Apr | 13 | 11:00 | 57.92 | 90 | 610.2362 | 36614.1744 | 0 | 0 | 0.043266 | 4.3542e-08 | 0.076672 | 0.014606 | 0.24 | 0.71094 | 0 | 0.79374 | 0.0019308 | 0 | #DIV/0! | #DIV/0! | #DIV/0! | #DIV/0! | 0 | 0 | 0 | 0
2002-04-13 | Apr | 13 | 12:00 | 60.08 | 80 | 610.2362 | 36614.1744 | 0 | 0 | 0.043441 | 4.3902e-08 | 0.076348 | 0.014662 | 0.24 | 0.71108 | 0 | 0.80017 | 0.0019228 | 0 | #DIV/0! | #DIV/0! | #DIV/0! | #DIV/0! | 0 | 0 | 0 | 0
2002-04-13 | Apr | 13 | 13:00 | 62.06 | 60 | 807.0866 | 48425.1984 | 0 | 0 | 0.043602 | 4.4232e-08 | 0.076063 | 0.014714 | 0.24 | 0.71121 | 0 | 0.80599 | 0.0019155 | 0 | #DIV/0! | #DIV/0! | #DIV/0! | #DIV/0! | 0 | 0 | 0 | 0
2002-04-13 | Apr | 13 | 14:00 | 60.98 | 70 | 610.2362 | 36614.1744 | 0 | 0 | 0.043514 | 4.4052e-08 | 0.076219 | 0.014685 | 0.24 | 0.71114 | 0 | 0.80281 | 0.0019195 | 0 | #DIV/0! | #DIV/0! | #DIV/0! | #DIV/0! | 0 | 0 | 0 | 0
2002-04-13 | Apr | 13 | 15:00 | 60.98 | 80 | 413.3858 | 24803.1504 | 0 | 0 | 0.043514 | 4.4052e-08 | 0.076219 | 0.014685 | 0.24 | 0.71114 | 0 | 0.80281 | 0.0019195 | 0 | #DIV/0! | #DIV/0! | #DIV/0! | #DIV/0! | 0 | 0 | 0 | 0
2002-04-13 | Apr | 13 | 16:00 | 60.98 | 50 | 807.0866 | 48425.1984 | 0 | 0 | 0.043514 | 4.4052e-08 | 0.076219 | 0.014685 | 0.24 | 0.71114 | 0 | 0.80281 | 0.0019195 | 0 | #DIV/0! | #DIV/0! | #DIV/0! | #DIV/0! | 0 | 0 | 0 | 0
2002-04-13 | Apr | 13 | 17:00 | 60.08 | 90 | 905.5118 | 54330.7104 | 0 | 0 | 0.043441 | 4.3902e-08 | 0.076348 | 0.014662 | 0.24 | 0.71108 | 0 | 0.80017 | 0.0019228 | 0 | #DIV/0! | #DIV/0! | #DIV/0! | #DIV/0! | 0 | 0 | 0 | 0
2002-04-13 | Apr | 13 | 18:00 | 55.04 | 100 | 610.2362 | 36614.1744 | 0 | 0 | 0.043033 | 4.3062e-08 | 0.077104 | 0.014531 | 0.24 | 0.71074 | 0 | 0.78525 | 0.0019416 | 0 | #DIV/0! | #DIV/0! | #DIV/0! | #DIV/0! | 0 | 0 | 0 | 0
2002-04-13 | Apr | 13 | 19:00 | 51.98 | 90 | 807.0866 | 48425.1984 | 0 | 0 | 0.042785 | 4.2552e-08 | 0.077563 | 0.014451 | 0.24 | 0.71054 | 0 | 0.77633 | 0.0019532 | 0 | #DIV/0! | #DIV/0! | #DIV/0! | #DIV/0! | 0 | 0 | 0 | 0
2002-04-13 | Apr | 13 | 20:00 | 50 | 90 | 511.811 | 30708.6624 | 0 | 0 | 0.042624 | 4.2222e-08 | 0.07786 | 0.0144 | 0.24 | 0.7104 | 0 | 0.77061 | 0.0019608 | 0 | #DIV/0! | #DIV/0! | #DIV/0! | #DIV/0! | 0 | 0 | 0 | 0
2002-04-13 | Apr | 13 | 21:00 | 48.92 | 90 | 610.2362 | 36614.1744 | 0 | 0 | 0.042524 | 4.2042e-08 | 0.078028 | 0.014372 | 0.24 | 0.71012 | 0 | 0.76745 | 0.0019649 | 0 | #DIV/0! | #DIV/0! | #DIV/0! | #DIV/0! | 0 | 0 | 0 | 0
2002-04-13 | Apr | 13 | 22:00 | 48.02 | 100 | 413.3858 | 24803.1504 | 0 | 0 | 0.042441 | 4.1892e-08 | 0.078169 | 0.014349 | 0.24 | 0.70988 | 0 | 0.76482 | 0.0019684 | 0 | #DIV/0! | #DIV/0! | #DIV/0! | #DIV/0! | 0 | 0 | 0 | 0
2002-04-13 | Apr | 13 | 23:00 | 46.94 | 130 | 511.811 | 30708.6624 | 0 | 0 | 0.042341 | 4.1712e-08 | 0.078337 | 0.01432 | 0.24 | 0.7096 | 0 | 0.76169 | 0.0019726 | 0 | #DIV/0! | #DIV/0! | #DIV/0! | #DIV/0! | 0 | 0 | 0 | 0
2002-04-13 | Apr | 13 | 24:00 | 46.04 | 150 | 413.3858 | 24803.1504 | 0 | 0 | 0.042257 | 4.1562e-08 | 0.078478 | 0.014297 | 0.24 | 0.70936 | 0 | 0.75908 | 0.0019761 | 0 | #DIV/0! | #DIV/0! | #DIV/0! | #DIV/0! | 0 | 0 | 0 | 0
2002-04-14 | Apr | 14 | 1:00 | 44.06 | 0 | 0 | 0 | 0 | 0 | 0.042074 | 4.1232e-08 | 0.078787 | 0.014246 | 0.24 | 0.70883 | 0 | 0.75338 | 0.0019839 | 0 | #DIV/0! | #DIV/0! | #DIV/0! | #DIV/0! | 0 | 0 | 0 | 0
2002-04-14 | Apr | 14 | 2:00 | 42.98 | 170 | 413.3858 | 24803.1504 | 0 | 0 | 0.041974 | 4.1052e-08 | 0.078955 | 0.014217 | 0.24 | 0.70854 | 0 | 0.75029 | 0.0019882 | 0 | #DIV/0! | #DIV/0! | #DIV/0! | #DIV/0! | 0 | 0 | 0 | 0
2002-04-14 | Apr | 14 | 3:00 | 44.06 | 0 | 0 | 0 | 0 | 0 | 0.042074 | 4.1232e-08 | 0.078787 | 0.014246 | 0.24 | 0.70883 | 0 | 0.75338 | 0.0019839 | 0 | #DIV/0! | #DIV/0! | #DIV/0! | #DIV/0! | 0 | 0 | 0 | 0
2002-04-14 | Apr | 14 | 4:00 | 46.04 | 0 | 0 | 0 | 0 | 0 | 0.042257 | 4.1562e-08 | 0.078478 | 0.014297 | 0.24 | 0.70936 | 0 | 0.75908 | 0.0019761 | 0 | #DIV/0! | #DIV/0! | #DIV/0! | #DIV/0! | 0 | 0 | 0 | 0
2002-04-14 | Apr | 14 | 5:00 | 46.04 | 130 | 295.2756 | 17716.536 | 0 | 0 | 0.042257 | 4.1562e-08 | 0.078478 | 0.014297 | 0.24 | 0.70936 | 0 | 0.75908 | 0.0019761 | 0 | #DIV/0! | #DIV/0! | #DIV/0! | #DIV/0! | 0 | 0 | 0 | 0
2002-04-14 | Apr | 14 | 6:00 | 44.06 | 150 | 511.811 | 30708.6624 | 0 | 0 | 0.042074 | 4.1232e-08 | 0.078787 | 0.014246 | 0.24 | 0.70883 | 0 | 0.75338 | 0.0019839 | 0 | #DIV/0! | #DIV/0! | #DIV/0! | #DIV/0! | 0 | 0 | 0 | 0
2002-04-14 | Apr | 14 | 7:00 | 51.98 | 190 | 511.811 | 30708.6624 | 0 | 0 | 0.042785 | 4.2552e-08 | 0.077563 | 0.014451 | 0.24 | 0.71054 | 0 | 0.77633 | 0.0019532 | 0 | #DIV/0! | #DIV/0! | #DIV/0! | #DIV/0! | 0 | 0 | 0 | 0
2002-04-14 | Apr | 14 | 8:00 | 59 | 220 | 511.811 | 30708.6624 | 0 | 0 | 0.043354 | 4.3722e-08 | 0.07651 | 0.014634 | 0.24 | 0.71101 | 0 | 0.79695 | 0.0019268 | 0 | #DIV/0! | #DIV/0! | #DIV/0! | #DIV/0! | 0 | 0 | 0 | 0
2002-04-14 | Apr | 14 | 9:00 | 62.96 | 210 | 807.0866 | 48425.1984 | 0 | 0 | 0.043675 | 4.4382e-08 | 0.075934 | 0.014737 | 0.24 | 0.71127 | 0 | 0.80865 | 0.0019122 | 0 | #DIV/0! | #DIV/0! | #DIV/0! | #DIV/0! | 0 | 0 | 0 | 0
2002-04-14 | Apr | 14 | 10:00 | 66.02 | 190 | 1023.6221 | 61417.3248 | 0 | 0 | 0.043923 | 4.4892e-08 | 0.075493 | 0.014817 | 0.24 | 0.71147 | 0 | 0.81776 | 0.0019011 | 0 | #DIV/0! | #DIV/0! | #DIV/0! | #DIV/0! | 0 | 0 | 0 | 0
2002-04-14 | Apr | 14 | 11:00 | 69.08 | 220 | 1122.0473 | 67322.8368 | 0 | 0 | 0.044171 | 4.5402e-08 | 0.075052 | 0.014896 | 0.24 | 0.71167 | 0 | 0.82698 | 0.0018901 | 0 | #DIV/0! | #DIV/0! | #DIV/0! | #DIV/0! | 0 | 0 | 0 | 0
2002-04-14 | Apr | 14 | 12:00 | 71.96 | 210 | 1515.7481 | 90944.8848 | 0 | 0 | 0.044336 | 4.5828e-08 | 0.074648 | 0.014971 | 0.24 | 0.71076 | 0 | 0.83565 | 0.0018798 | 0 | #DIV/0! | #DIV/0! | #DIV/0! | #DIV/0! | 0 | 0 | 0 | 0
2002-04-14 | Apr | 14 | 13:00 | 73.04 | 190 | 1220.4725 | 73228.3488 | 0 | 0 | 0.044387 | 4.5978e-08 | 0.074497 | 0.014999 | 0.24 | 0.71023 | 0 | 0.8389 | 0.001876 | 0 | #DIV/0! | #DIV/0! | #DIV/0! | #DIV/0! | 0 | 0 | 0 | 0
2002-04-14 | Apr | 14 | 14:00 | 75.02 | 190 | 1830.7087 | 109842.5232 | 0 | 0 | 0.044478 | 4.6253e-08 | 0.074222 | 0.015051 | 0.24 | 0.70926 | 0 | 0.8449 | 0.0018691 | 0 | #DIV/0! | #DIV/0! | #DIV/0! | #DIV/0! | 0 | 0 | 0 | 0
2002-04-14 | Apr | 14 | 15:00 | 75.02 | 220 | 1220.4725 | 73228.3488 | 0 | 0 | 0.044478 | 4.6253e-08 | 0.074222 | 0.015051 | 0.24 | 0.70926 | 0 | 0.8449 | 0.0018691 | 0 | #DIV/0! | #DIV/0! | #DIV/0! | #DIV/0! | 0 | 0 | 0 | 0
2002-04-14 | Apr | 14 | 16:00 | 75.02 | 200 | 1417.3229 | 85039.3728 | 0 | 0 | 0.044478 | 4.6253e-08 | 0.074222 | 0.015051 | 0.24 | 0.70926 | 0 | 0.8449 | 0.0018691 | 0 | #DIV/0! | #DIV/0! | #DIV/0! | #DIV/0! | 0 | 0 | 0 | 0
2002-04-14 | Apr | 14 | 17:00 | 75.92 | 220 | 1122.0473 | 67322.8368 | 0 | 0 | 0.04452 | 4.6378e-08 | 0.074097 | 0.015074 | 0.24 | 0.70883 | 0 | 0.84764 | 0.001866 | 0 | #DIV/0! | #DIV/0! | #DIV/0! | #DIV/0! | 0 | 0 | 0 | 0
2002-04-14 | Apr | 14 | 18:00 | 73.94 | 210 | 1318.8977 | 79133.8608 | 0 | 0 | 0.044428 | 4.6103e-08 | 0.074372 | 0.015022 | 0.24 | 0.70979 | 0 | 0.84162 | 0.0018729 | 0 | #DIV/0! | #DIV/0! | #DIV/0! | #DIV/0! | 0 | 0 | 0 | 0
2002-04-14 | Apr | 14 | 19:00 | 71.96 | 200 | 1023.6221 | 61417.3248 | 0 | 0 | 0.044336 | 4.5828e-08 | 0.074648 | 0.014971 | 0.24 | 0.71076 | 0 | 0.83565 | 0.0018798 | 0 | #DIV/0! | #DIV/0! | #DIV/0! | #DIV/0! | 0 | 0 | 0 | 0
2002-04-14 | Apr | 14 | 20:00 | 71.96 | 200 | 905.5118 | 54330.7104 | 0 | 0 | 0.044336 | 4.5828e-08 | 0.074648 | 0.014971 | 0.24 | 0.71076 | 0 | 0.83565 | 0.0018798 | 0 | #DIV/0! | #DIV/0! | #DIV/0! | #DIV/0! | 0 | 0 | 0 | 0
2002-04-14 | Apr | 14 | 21:00 | 69.98 | 200 | 1220.4725 | 73228.3488 | 0 | 0 | 0.044244 | 4.5552e-08 | 0.074923 | 0.014919 | 0.24 | 0.71173 | 0 | 0.82971 | 0.0018869 | 0 | #DIV/0! | #DIV/0! | #DIV/0! | #DIV/0! | 0 | 0 | 0 | 0
2002-04-14 | Apr | 14 | 22:00 | 69.08 | 210 | 1318.8977 | 79133.8608 | 0 | 0 | 0.044171 | 4.5402e-08 | 0.075052 | 0.014896 | 0.24 | 0.71167 | 0 | 0.82698 | 0.0018901 | 0 | #DIV/0! | #DIV/0! | #DIV/0! | #DIV/0! | 0 | 0 | 0 | 0
2002-04-14 | Apr | 14 | 23:00 | 68 | 210 | 1318.8977 | 79133.8608 | 0 | 0 | 0.044084 | 4.5222e-08 | 0.075208 | 0.014868 | 0.24 | 0.7116 | 0 | 0.82372 | 0.0018939 | 0 | #DIV/0! | #DIV/0! | #DIV/0! | #DIV/0! | 0 | 0 | 0 | 0
2002-04-14 | Apr | 14 | 24:00 | 68 | 210 | 1023.6221 | 61417.3248 | 0 | 0 | 0.044084 | 4.5222e-08 | 0.075208 | 0.014868 | 0.24 | 0.7116 | 0 | 0.82372 | 0.0018939 | 0 | #DIV/0! | #DIV/0! | #DIV/0! | #DIV/0! | 0 | 0 | 0 | 0
2002-04-15 | Apr | 15 | 1:00 | 68 | 230 | 1023.6221 | 61417.3248 | 0 | 0 | 0.044084 | 4.5222e-08 | 0.075208 | 0.014868 | 0.24 | 0.7116 | 0 | 0.82372 | 0.0018939 | 0 | #DIV/0! | #DIV/0! | #DIV/0! | #DIV/0! | 0 | 0 | 0 | 0
2002-04-15 | Apr | 15 | 2:00 | 66.92 | 230 | 708.6614 | 42519.6864 | 0 | 0 | 0.043996 | 4.5042e-08 | 0.075364 | 0.01484 | 0.24 | 0.71153 | 0 | 0.82046 | 0.0018978 | 0 | #DIV/0! | #DIV/0! | #DIV/0! | #DIV/0! | 0 | 0 | 0 | 0
2002-04-15 | Apr | 15 | 3:00 | 64.94 | 220 | 610.2362 | 36614.1744 | 0 | 0 | 0.043835 | 4.4712e-08 | 0.075649 | 0.014788 | 0.24 | 0.7114 | 0 | 0.81454 | 0.001905 | 0 | #DIV/0! | #DIV/0! | #DIV/0! | #DIV/0! | 0 | 0 | 0 | 0
2002-04-15 | Apr | 15 | 4:00 | 64.04 | 220 | 413.3858 | 24803.1504 | 0 | 0 | 0.043762 | 4.4562e-08 | 0.075778 | 0.014765 | 0.24 | 0.71134 | 0 | 0.81186 | 0.0019083 | 0 | #DIV/0! | #DIV/0! | #DIV/0! | #DIV/0! | 0 | 0 | 0 | 0
2002-04-15 | Apr | 15 | 5:00 | 62.06 | 210 | 610.2362 | 36614.1744 | 0 | 0 | 0.043602 | 4.4232e-08 | 0.076063 | 0.014714 | 0.24 | 0.71121 | 0 | 0.80599 | 0.0019155 | 0 | #DIV/0! | #DIV/0! | #DIV/0! | #DIV/0! | 0 | 0 | 0 | 0
2002-04-15 | Apr | 15 | 6:00 | 64.04 | 220 | 905.5118 | 54330.7104 | 0 | 0 | 0.043762 | 4.4562e-08 | 0.075778 | 0.014765 | 0.24 | 0.71134 | 0 | 0.81186 | 0.0019083 | 0 | #DIV/0! | #DIV/0! | #DIV/0! | #DIV/0! | 0 | 0 | 0 | 0
2002-04-15 | Apr | 15 | 7:00 | 68 | 240 | 1023.6221 | 61417.3248 | 0 | 0 | 0.044084 | 4.5222e-08 | 0.075208 | 0.014868 | 0.24 | 0.7116 | 0 | 0.82372 | 0.0018939 | 0 | #DIV/0! | #DIV/0! | #DIV/0! | #DIV/0! | 0 | 0 | 0 | 0
2002-04-15 | Apr | 15 | 8:00 | 69.98 | 240 | 1220.4725 | 73228.3488 | 0 | 0 | 0.044244 | 4.5552e-08 | 0.074923 | 0.014919 | 0.24 | 0.71173 | 0 | 0.82971 | 0.0018869 | 0 | #DIV/0! | #DIV/0! | #DIV/0! | #DIV/0! | 0 | 0 | 0 | 0
2002-04-15 | Apr | 15 | 9:00 | 73.94 | 260 | 1318.8977 | 79133.8608 | 0 | 0 | 0.044428 | 4.6103e-08 | 0.074372 | 0.015022 | 0.24 | 0.70979 | 0 | 0.84162 | 0.0018729 | 0 | #DIV/0! | #DIV/0! | #DIV/0! | #DIV/0! | 0 | 0 | 0 | 0
2002-04-15 | Apr | 15 | 10:00 | 78.08 | 240 | 1318.8977 | 79133.8608 | 0 | 0 | 0.04462 | 4.6678e-08 | 0.073797 | 0.01513 | 0.24 | 0.70778 | 0 | 0.85426 | 0.0018585 | 0 | #DIV/0! | #DIV/0! | #DIV/0! | #DIV/0! | 0 | 0 | 0 | 0
2002-04-15 | Apr | 15 | 11:00 | 80.96 | 220 | 1122.0473 | 67322.8368 | 0 | 0 | 0.044753 | 4.7078e-08 | 0.073401 | 0.015205 | 0.24 | 0.7064 | 0 | 0.86312 | 0.0018486 | 0 | #DIV/0! | #DIV/0! | #DIV/0! | #DIV/0! | 0 | 0 | 0 | 0
2002-04-15 | Apr | 15 | 12:00 | 82.94 | 200 | 1417.3229 | 85039.3728 | 0 | 0 | 0.044845 | 4.7353e-08 | 0.073136 | 0.015256 | 0.24 | 0.70546 | 0 | 0.86918 | 0.0018418 | 0 | #DIV/0! | #DIV/0! | #DIV/0! | #DIV/0! | 0 | 0 | 0 | 0
2002-04-15 | Apr | 15 | 13:00 | 86 | 210 | 1417.3229 | 85039.3728 | 0 | 0 | 0.044987 | 4.7778e-08 | 0.072726 | 0.015336 | 0.24 | 0.70402 | 0 | 0.87864 | 0.0018315 | 0 | #DIV/0! | #DIV/0! | #DIV/0! | #DIV/0! | 0 | 0 | 0 | 0
2002-04-15 | Apr | 15 | 14:00 | 87.08 | 210 | 1515.7481 | 90944.8848 | 0 | 0 | 0.045037 | 4.7928e-08 | 0.072581 | 0.015364 | 0.24 | 0.70352 | 0 | 0.882 | 0.0018279 | 0 | #DIV/0! | #DIV/0! | #DIV/0! | #DIV/0! | 0 | 0 | 0 | 0
2002-04-15 | Apr | 15 | 15:00 | 87.98 | 220 | 1830.7087 | 109842.5232 | 0 | 0 | 0.045079 | 4.8053e-08 | 0.072461 | 0.015387 | 0.24 | 0.7031 | 0 | 0.88482 | 0.0018249 | 0 | #DIV/0! | #DIV/0! | #DIV/0! | #DIV/0! | 0 | 0 | 0 | 0
2002-04-15 | Apr | 15 | 16:00 | 87.08 | 200 | 1614.1733 | 96850.3968 | 0 | 0 | 0.045037 | 4.7928e-08 | 0.072581 | 0.015364 | 0.24 | 0.70352 | 0 | 0.882 | 0.0018279 | 0 | #DIV/0! | #DIV/0! | #DIV/0! | #DIV/0! | 0 | 0 | 0 | 0
2002-04-15 | Apr | 15 | 17:00 | 86 | 210 | 1417.3229 | 85039.3728 | 0 | 0 | 0.044987 | 4.7778e-08 | 0.072726 | 0.015336 | 0.24 | 0.70402 | 0 | 0.87864 | 0.0018315 | 0 | #DIV/0! | #DIV/0! | #DIV/0! | #DIV/0! | 0 | 0 | 0 | 0
2002-04-15 | Apr | 15 | 18:00 | 84.02 | 200 | 1318.8977 | 79133.8608 | 0 | 0 | 0.044895 | 4.7503e-08 | 0.072991 | 0.015285 | 0.24 | 0.70495 | 0 | 0.87251 | 0.0018382 | 0 | #DIV/0! | #DIV/0! | #DIV/0! | #DIV/0! | 0 | 0 | 0 | 0
2002-04-15 | Apr | 15 | 19:00 | 80.96 | 190 | 1220.4725 | 73228.3488 | 0 | 0 | 0.044753 | 4.7078e-08 | 0.073401 | 0.015205 | 0.24 | 0.7064 | 0 | 0.86312 | 0.0018486 | 0 | #DIV/0! | #DIV/0! | #DIV/0! | #DIV/0! | 0 | 0 | 0 | 0
2002-04-15 | Apr | 15 | 20:00 | 78.98 | 200 | 1122.0473 | 67322.8368 | 0 | 0 | 0.044662 | 4.6803e-08 | 0.073672 | 0.015153 | 0.24 | 0.70735 | 0 | 0.85704 | 0.0018554 | 0 | #DIV/0! | #DIV/0! | #DIV/0! | #DIV/0! | 0 | 0 | 0 | 0
2002-04-15 | Apr | 15 | 21:00 | 78.08 | 190 | 1417.3229 | 85039.3728 | 0 | 0 | 0.04462 | 4.6678e-08 | 0.073797 | 0.01513 | 0.24 | 0.70778 | 0 | 0.85426 | 0.0018585 | 0 | #DIV/0! | #DIV/0! | #DIV/0! | #DIV/0! | 0 | 0 | 0 | 0
2002-04-15 | Apr | 15 | 22:00 | 75.92 | 200 | 1515.7481 | 90944.8848 | 0 | 0 | 0.04452 | 4.6378e-08 | 0.074097 | 0.015074 | 0.24 | 0.70883 | 0 | 0.84764 | 0.001866 | 0 | #DIV/0! | #DIV/0! | #DIV/0! | #DIV/0! | 0 | 0 | 0 | 0
2002-04-15 | Apr | 15 | 23:00 | 75.02 | 200 | 1417.3229 | 85039.3728 | 0 | 0 | 0.044478 | 4.6253e-08 | 0.074222 | 0.015051 | 0.24 | 0.70926 | 0 | 0.8449 | 0.0018691 | 0 | #DIV/0! | #DIV/0! | #DIV/0! | #DIV/0! | 0 | 0 | 0 | 0
2002-04-15 | Apr | 15 | 24:00 | 73.94 | 210 | 1515.7481 | 90944.8848 | 0 | 0 | 0.044428 | 4.6103e-08 | 0.074372 | 0.015022 | 0.24 | 0.70979 | 0 | 0.84162 | 0.0018729 | 0 | #DIV/0! | #DIV/0! | #DIV/0! | #DIV/0! | 0 | 0 | 0 | 0
2002-04-16 | Apr | 16 | 1:00 | 73.04 | 210 | 1220.4725 | 73228.3488 | 0 | 0 | 0.044387 | 4.5978e-08 | 0.074497 | 0.014999 | 0.24 | 0.71023 | 0 | 0.8389 | 0.001876 | 0 | #DIV/0! | #DIV/0! | #DIV/0! | #DIV/0! | 0 | 0 | 0 | 0
2002-04-16 | Apr | 16 | 2:00 | 71.06 | 210 | 1122.0473 | 67322.8368 | 0 | 0 | 0.044295 | 4.5703e-08 | 0.074773 | 0.014948 | 0.24 | 0.7112 | 0 | 0.83294 | 0.001883 | 0 | #DIV/0! | #DIV/0! | #DIV/0! | #DIV/0! | 0 | 0 | 0 | 0
2002-04-16 | Apr | 16 | 3:00 | 69.98 | 210 | 1318.8977 | 79133.8608 | 0 | 0 | 0.044244 | 4.5552e-08 | 0.074923 | 0.014919 | 0.24 | 0.71173 | 0 | 0.82971 | 0.0018869 | 0 | #DIV/0! | #DIV/0! | #DIV/0! | #DIV/0! | 0 | 0 | 0 | 0
2002-04-16 | Apr | 16 | 4:00 | 69.98 | 200 | 1318.8977 | 79133.8608 | 0 | 0 | 0.044244 | 4.5552e-08 | 0.074923 | 0.014919 | 0.24 | 0.71173 | 0 | 0.82971 | 0.0018869 | 0 | #DIV/0! | #DIV/0! | #DIV/0! | #DIV/0! | 0 | 0 | 0 | 0
2002-04-16 | Apr | 16 | 5:00 | 69.08 | 200 | 1220.4725 | 73228.3488 | 0 | 0 | 0.044171 | 4.5402e-08 | 0.075052 | 0.014896 | 0.24 | 0.71167 | 0 | 0.82698 | 0.0018901 | 0 | #DIV/0! | #DIV/0! | #DIV/0! | #DIV/0! | 0 | 0 | 0 | 0
2002-04-16 | Apr | 16 | 6:00 | 68 | 190 | 1122.0473 | 67322.8368 | 0 | 0 | 0.044084 | 4.5222e-08 | 0.075208 | 0.014868 | 0.24 | 0.7116 | 0 | 0.82372 | 0.0018939 | 0 | #DIV/0! | #DIV/0! | #DIV/0! | #DIV/0! | 0 | 0 | 0 | 0
2002-04-16 | Apr | 16 | 7:00 | 71.06 | 200 | 1220.4725 | 73228.3488 | 0 | 0 | 0.044295 | 4.5703e-08 | 0.074773 | 0.014948 | 0.24 | 0.7112 | 0 | 0.83294 | 0.001883 | 0 | #DIV/0! | #DIV/0! | #DIV/0! | #DIV/0! | 0 | 0 | 0 | 0
2002-04-16 | Apr | 16 | 8:00 | 73.94 | 200 | 1318.8977 | 79133.8608 | 0 | 0 | 0.044428 | 4.6103e-08 | 0.074372 | 0.015022 | 0.24 | 0.70979 | 0 | 0.84162 | 0.0018729 | 0 | #DIV/0! | #DIV/0! | #DIV/0! | #DIV/0! | 0 | 0 | 0 | 0
2002-04-16 | Apr | 16 | 9:00 | 75.92 | 220 | 1417.3229 | 85039.3728 | 0 | 0 | 0.04452 | 4.6378e-08 | 0.074097 | 0.015074 | 0.24 | 0.70883 | 0 | 0.84764 | 0.001866 | 0 | #DIV/0! | #DIV/0! | #DIV/0! | #DIV/0! | 0 | 0 | 0 | 0
2002-04-16 | Apr | 16 | 10:00 | 78.08 | 190 | 1929.1339 | 115748.0352 | 0 | 0 | 0.04462 | 4.6678e-08 | 0.073797 | 0.01513 | 0.24 | 0.70778 | 0 | 0.85426 | 0.0018585 | 0 | #DIV/0! | #DIV/0! | #DIV/0! | #DIV/0! | 0 | 0 | 0 | 0
2002-04-16 | Apr | 16 | 11:00 | 80.96 | 190 | 1830.7087 | 109842.5232 | 0 | 0 | 0.044753 | 4.7078e-08 | 0.073401 | 0.015205 | 0.24 | 0.7064 | 0 | 0.86312 | 0.0018486 | 0 | #DIV/0! | #DIV/0! | #DIV/0! | #DIV/0! | 0 | 0 | 0 | 0
2002-04-16 | Apr | 16 | 12:00 | 82.94 | 200 | 1732.2835 | 103937.0112 | 0 | 0 | 0.044845 | 4.7353e-08 | 0.073136 | 0.015256 | 0.24 | 0.70546 | 0 | 0.86918 | 0.0018418 | 0 | #DIV/0! | #DIV/0! | #DIV/0! | #DIV/0! | 0 | 0 | 0 | 0
2002-04-16 | Apr | 16 | 13:00 | 86 | 190 | 2125.9843 | 127559.0592 | 0 | 0 | 0.044987 | 4.7778e-08 | 0.072726 | 0.015336 | 0.24 | 0.70402 | 0 | 0.87864 | 0.0018315 | 0 | #DIV/0! | #DIV/0! | #DIV/0! | #DIV/0! | 0 | 0 | 0 | 0
2002-04-16 | Apr | 16 | 14:00 | 87.08 | 200 | 2125.9843 | 127559.0592 | 0 | 0 | 0.045037 | 4.7928e-08 | 0.072581 | 0.015364 | 0.24 | 0.70352 | 0 | 0.882 | 0.0018279 | 0 | #DIV/0! | #DIV/0! | #DIV/0! | #DIV/0! | 0 | 0 | 0 | 0
2002-04-16 | Apr | 16 | 15:00 | 87.08 | 190 | 2125.9843 | 127559.0592 | 0 | 0 | 0.045037 | 4.7928e-08 | 0.072581 | 0.015364 | 0.24 | 0.70352 | 0 | 0.882 | 0.0018279 | 0 | #DIV/0! | #DIV/0! | #DIV/0! | #DIV/0! | 0 | 0 | 0 | 0
2002-04-16 | Apr | 16 | 16:00 | 86 | 200 | 1614.1733 | 96850.3968 | 0 | 0 | 0.044987 | 4.7778e-08 | 0.072726 | 0.015336 | 0.24 | 0.70402 | 0 | 0.87864 | 0.0018315 | 0 | #DIV/0! | #DIV/0! | #DIV/0! | #DIV/0! | 0 | 0 | 0 | 0
2002-04-16 | Apr | 16 | 17:00 | 86 | 200 | 1318.8977 | 79133.8608 | 0 | 0 | 0.044987 | 4.7778e-08 | 0.072726 | 0.015336 | 0.24 | 0.70402 | 0 | 0.87864 | 0.0018315 | 0 | #DIV/0! | #DIV/0! | #DIV/0! | #DIV/0! | 0 | 0 | 0 | 0
2002-04-16 | Apr | 16 | 18:00 | 84.02 | 200 | 1515.7481 | 90944.8848 | 0 | 0 | 0.044895 | 4.7503e-08 | 0.072991 | 0.015285 | 0.24 | 0.70495 | 0 | 0.87251 | 0.0018382 | 0 | #DIV/0! | #DIV/0! | #DIV/0! | #DIV/0! | 0 | 0 | 0 | 0
2002-04-16 | Apr | 16 | 19:00 | 82.04 | 190 | 1122.0473 | 67322.8368 | 0 | 0 | 0.044804 | 4.7228e-08 | 0.073257 | 0.015233 | 0.24 | 0.70589 | 0 | 0.86642 | 0.0018449 | 0 | #DIV/0! | #DIV/0! | #DIV/0! | #DIV/0! | 0 | 0 | 0 | 0
2002-04-16 | Apr | 16 | 20:00 | 78.98 | 200 | 1515.7481 | 90944.8848 | 0 | 0 | 0.044662 | 4.6803e-08 | 0.073672 | 0.015153 | 0.24 | 0.70735 | 0 | 0.85704 | 0.0018554 | 0 | #DIV/0! | #DIV/0! | #DIV/0! | #DIV/0! | 0 | 0 | 0 | 0
2002-04-16 | Apr | 16 | 21:00 | 77 | 200 | 1318.8977 | 79133.8608 | 0 | 0 | 0.04457 | 4.6528e-08 | 0.073947 | 0.015102 | 0.24 | 0.7083 | 0 | 0.85095 | 0.0018622 | 0 | #DIV/0! | #DIV/0! | #DIV/0! | #DIV/0! | 0 | 0 | 0 | 0
2002-04-16 | Apr | 16 | 22:00 | 75.92 | 210 | 1614.1733 | 96850.3968 | 0 | 0 | 0.04452 | 4.6378e-08 | 0.074097 | 0.015074 | 0.24 | 0.70883 | 0 | 0.84764 | 0.001866 | 0 | #DIV/0! | #DIV/0! | #DIV/0! | #DIV/0! | 0 | 0 | 0 | 0
2002-04-16 | Apr | 16 | 23:00 | 75.02 | 220 | 1830.7087 | 109842.5232 | 0 | 0 | 0.044478 | 4.6253e-08 | 0.074222 | 0.015051 | 0.24 | 0.70926 | 0 | 0.8449 | 0.0018691 | 0 | #DIV/0! | #DIV/0! | #DIV/0! | #DIV/0! | 0 | 0 | 0 | 0
2002-04-16 | Apr | 16 | 24:00 | 73.04 | 210 | 1614.1733 | 96850.3968 | 0 | 0 | 0.044387 | 4.5978e-08 | 0.074497 | 0.014999 | 0.24 | 0.71023 | 0 | 0.8389 | 0.001876 | 0 | #DIV/0! | #DIV/0! | #DIV/0! | #DIV/0! | 0 | 0 | 0 | 0
2002-04-17 | Apr | 17 | 1:00 | 71.96 | 220 | 1122.0473 | 67322.8368 | 0 | 0 | 0.044336 | 4.5828e-08 | 0.074648 | 0.014971 | 0.24 | 0.71076 | 0 | 0.83565 | 0.0018798 | 0 | #DIV/0! | #DIV/0! | #DIV/0! | #DIV/0! | 0 | 0 | 0 | 0
2002-04-17 | Apr | 17 | 2:00 | 71.96 | 210 | 905.5118 | 54330.7104 | 0 | 0 | 0.044336 | 4.5828e-08 | 0.074648 | 0.014971 | 0.24 | 0.71076 | 0 | 0.83565 | 0.0018798 | 0 | #DIV/0! | #DIV/0! | #DIV/0! | #DIV/0! | 0 | 0 | 0 | 0
2002-04-17 | Apr | 17 | 3:00 | 71.96 | 220 | 1220.4725 | 73228.3488 | 0 | 0 | 0.044336 | 4.5828e-08 | 0.074648 | 0.014971 | 0.24 | 0.71076 | 0 | 0.83565 | 0.0018798 | 0 | #DIV/0! | #DIV/0! | #DIV/0! | #DIV/0! | 0 | 0 | 0 | 0
2002-04-17 | Apr | 17 | 4:00 | 66.02 | 190 | 708.6614 | 42519.6864 | 0 | 0 | 0.043923 | 4.4892e-08 | 0.075493 | 0.014817 | 0.24 | 0.71147 | 0 | 0.81776 | 0.0019011 | 0 | #DIV/0! | #DIV/0! | #DIV/0! | #DIV/0! | 0 | 0 | 0 | 0
2002-04-17 | Apr | 17 | 5:00 | 66.02 | 190 | 905.5118 | 54330.7104 | 0 | 0 | 0.043923 | 4.4892e-08 | 0.075493 | 0.014817 | 0.24 | 0.71147 | 0 | 0.81776 | 0.0019011 | 0 | #DIV/0! | #DIV/0! | #DIV/0! | #DIV/0! | 0 | 0 | 0 | 0
2002-04-17 | Apr | 17 | 6:00 | 66.92 | 210 | 1023.6221 | 61417.3248 | 0 | 0 | 0.043996 | 4.5042e-08 | 0.075364 | 0.01484 | 0.24 | 0.71153 | 0 | 0.82046 | 0.0018978 | 0 | #DIV/0! | #DIV/0! | #DIV/0! | #DIV/0! | 0 | 0 | 0 | 0
2002-04-17 | Apr | 17 | 7:00 | 69.08 | 220 | 1023.6221 | 61417.3248 | 0 | 0 | 0.044171 | 4.5402e-08 | 0.075052 | 0.014896 | 0.24 | 0.71167 | 0 | 0.82698 | 0.0018901 | 0 | #DIV/0! | #DIV/0! | #DIV/0! | #DIV/0! | 0 | 0 | 0 | 0
2002-04-17 | Apr | 17 | 8:00 | 69.98 | 220 | 1122.0473 | 67322.8368 | 0 | 0 | 0.044244 | 4.5552e-08 | 0.074923 | 0.014919 | 0.24 | 0.71173 | 0 | 0.82971 | 0.0018869 | 0 | #DIV/0! | #DIV/0! | #DIV/0! | #DIV/0! | 0 | 0 | 0 | 0
2002-04-17 | Apr | 17 | 9:00 | 73.04 | 240 | 1220.4725 | 73228.3488 | 0 | 0 | 0.044387 | 4.5978e-08 | 0.074497 | 0.014999 | 0.24 | 0.71023 | 0 | 0.8389 | 0.001876 | 0 | #DIV/0! | #DIV/0! | #DIV/0! | #DIV/0! | 0 | 0 | 0 | 0
2002-04-17 | Apr | 17 | 10:00 | 75.02 | 240 | 1023.6221 | 61417.3248 | 0 | 0 | 0.044478 | 4.6253e-08 | 0.074222 | 0.015051 | 0.24 | 0.70926 | 0 | 0.8449 | 0.0018691 | 0 | #DIV/0! | #DIV/0! | #DIV/0! | #DIV/0! | 0 | 0 | 0 | 0
2002-04-17 | Apr | 17 | 11:00 | 77 | 250 | 1417.3229 | 85039.3728 | 0 | 0 | 0.04457 | 4.6528e-08 | 0.073947 | 0.015102 | 0.24 | 0.7083 | 0 | 0.85095 | 0.0018622 | 0 | #DIV/0! | #DIV/0! | #DIV/0! | #DIV/0! | 0 | 0 | 0 | 0
2002-04-17 | Apr | 17 | 12:00 | 80.06 | 270 | 1318.8977 | 79133.8608 | 0 | 0 | 0.044712 | 4.6953e-08 | 0.073522 | 0.015182 | 0.24 | 0.70683 | 0 | 0.86038 | 0.0018516 | 0 | #DIV/0! | #DIV/0! | #DIV/0! | #DIV/0! | 0 | 0 | 0 | 0
2002-04-17 | Apr | 17 | 13:00 | 80.96 | 260 | 1023.6221 | 61417.3248 | 0 | 0 | 0.044753 | 4.7078e-08 | 0.073401 | 0.015205 | 0.24 | 0.7064 | 0 | 0.86312 | 0.0018486 | 0 | #DIV/0! | #DIV/0! | #DIV/0! | #DIV/0! | 0 | 0 | 0 | 0
2002-04-17 | Apr | 17 | 14:00 | 82.94 | 250 | 807.0866 | 48425.1984 | 0 | 0 | 0.044845 | 4.7353e-08 | 0.073136 | 0.015256 | 0.24 | 0.70546 | 0 | 0.86918 | 0.0018418 | 0 | #DIV/0! | #DIV/0! | #DIV/0! | #DIV/0! | 0 | 0 | 0 | 0
2002-04-17 | Apr | 17 | 15:00 | 84.02 | 230 | 807.0866 | 48425.1984 | 0 | 0 | 0.044895 | 4.7503e-08 | 0.072991 | 0.015285 | 0.24 | 0.70495 | 0 | 0.87251 | 0.0018382 | 0 | #DIV/0! | #DIV/0! | #DIV/0! | #DIV/0! | 0 | 0 | 0 | 0
2002-04-17 | Apr | 17 | 16:00 | 84.02 | 280 | 1023.6221 | 61417.3248 | 0 | 0 | 0.044895 | 4.7503e-08 | 0.072991 | 0.015285 | 0.24 | 0.70495 | 0 | 0.87251 | 0.0018382 | 0 | #DIV/0! | #DIV/0! | #DIV/0! | #DIV/0! | 0 | 0 | 0 | 0
2002-04-17 | Apr | 17 | 17:00 | 82.94 | 270 | 708.6614 | 42519.6864 | 0 | 0 | 0.044845 | 4.7353e-08 | 0.073136 | 0.015256 | 0.24 | 0.70546 | 0 | 0.86918 | 0.0018418 | 0 | #DIV/0! | #DIV/0! | #DIV/0! | #DIV/0! | 0 | 0 | 0 | 0
2002-04-17 | Apr | 17 | 18:00 | 80.96 | 340 | 1122.0473 | 67322.8368 | 0 | 0 | 0.044753 | 4.7078e-08 | 0.073401 | 0.015205 | 0.24 | 0.7064 | 0 | 0.86312 | 0.0018486 | 0 | #DIV/0! | #DIV/0! | #DIV/0! | #DIV/0! | 0 | 0 | 0 | 0
2002-04-17 | Apr | 17 | 19:00 | 78.08 | 40 | 511.811 | 30708.6624 | 0 | 0 | 0.04462 | 4.6678e-08 | 0.073797 | 0.01513 | 0.24 | 0.70778 | 0 | 0.85426 | 0.0018585 | 0 | #DIV/0! | #DIV/0! | #DIV/0! | #DIV/0! | 0 | 0 | 0 | 0
2002-04-17 | Apr | 17 | 20:00 | 73.94 | 60 | 708.6614 | 42519.6864 | 0 | 0 | 0.044428 | 4.6103e-08 | 0.074372 | 0.015022 | 0.24 | 0.70979 | 0 | 0.84162 | 0.0018729 | 0 | #DIV/0! | #DIV/0! | #DIV/0! | #DIV/0! | 0 | 0 | 0 | 0
2002-04-17 | Apr | 17 | 21:00 | 73.04 | 80 | 610.2362 | 36614.1744 | 0 | 0 | 0.044387 | 4.5978e-08 | 0.074497 | 0.014999 | 0.24 | 0.71023 | 0 | 0.8389 | 0.001876 | 0 | #DIV/0! | #DIV/0! | #DIV/0! | #DIV/0! | 0 | 0 | 0 | 0
2002-04-17 | Apr | 17 | 22:00 | 69.98 | 100 | 413.3858 | 24803.1504 | 0 | 0 | 0.044244 | 4.5552e-08 | 0.074923 | 0.014919 | 0.24 | 0.71173 | 0 | 0.82971 | 0.0018869 | 0 | #DIV/0! | #DIV/0! | #DIV/0! | #DIV/0! | 0 | 0 | 0 | 0
2002-04-17 | Apr | 17 | 23:00 | 69.08 | 80 | 511.811 | 30708.6624 | 0 | 0 | 0.044171 | 4.5402e-08 | 0.075052 | 0.014896 | 0.24 | 0.71167 | 0 | 0.82698 | 0.0018901 | 0 | #DIV/0! | #DIV/0! | #DIV/0! | #DIV/0! | 0 | 0 | 0 | 0
2002-04-17 | Apr | 17 | 24:00 | 66.92 | 100 | 295.2756 | 17716.536 | 0 | 0 | 0.043996 | 4.5042e-08 | 0.075364 | 0.01484 | 0.24 | 0.71153 | 0 | 0.82046 | 0.0018978 | 0 | #DIV/0! | #DIV/0! | #DIV/0! | #DIV/0! | 0 | 0 | 0 | 0
2002-04-18 | Apr | 18 | 1:00 | 66.02 | 170 | 413.3858 | 24803.1504 | 0 | 0 | 0.043923 | 4.4892e-08 | 0.075493 | 0.014817 | 0.24 | 0.71147 | 0 | 0.81776 | 0.0019011 | 0 | #DIV/0! | #DIV/0! | #DIV/0! | #DIV/0! | 0 | 0 | 0 | 0
2002-04-18 | Apr | 18 | 2:00 | 64.94 | 190 | 511.811 | 30708.6624 | 0 | 0 | 0.043835 | 4.4712e-08 | 0.075649 | 0.014788 | 0.24 | 0.7114 | 0 | 0.81454 | 0.001905 | 0 | #DIV/0! | #DIV/0! | #DIV/0! | #DIV/0! | 0 | 0 | 0 | 0
2002-04-18 | Apr | 18 | 3:00 | 69.98 | 210 | 708.6614 | 42519.6864 | 0 | 0 | 0.044244 | 4.5552e-08 | 0.074923 | 0.014919 | 0.24 | 0.71173 | 0 | 0.82971 | 0.0018869 | 0 | #DIV/0! | #DIV/0! | #DIV/0! | #DIV/0! | 0 | 0 | 0 | 0
2002-04-18 | Apr | 18 | 4:00 | 69.08 | 200 | 807.0866 | 48425.1984 | 0 | 0 | 0.044171 | 4.5402e-08 | 0.075052 | 0.014896 | 0.24 | 0.71167 | 0 | 0.82698 | 0.0018901 | 0 | #DIV/0! | #DIV/0! | #DIV/0! | #DIV/0! | 0 | 0 | 0 | 0
2002-04-18 | Apr | 18 | 5:00 | 69.98 | 210 | 1122.0473 | 67322.8368 | 0 | 0 | 0.044244 | 4.5552e-08 | 0.074923 | 0.014919 | 0.24 | 0.71173 | 0 | 0.82971 | 0.0018869 | 0 | #DIV/0! | #DIV/0! | #DIV/0! | #DIV/0! | 0 | 0 | 0 | 0
2002-04-18 | Apr | 18 | 6:00 | 69.08 | 210 | 1023.6221 | 61417.3248 | 0 | 0 | 0.044171 | 4.5402e-08 | 0.075052 | 0.014896 | 0.24 | 0.71167 | 0 | 0.82698 | 0.0018901 | 0 | #DIV/0! | #DIV/0! | #DIV/0! | #DIV/0! | 0 | 0 | 0 | 0
2002-04-18 | Apr | 18 | 7:00 | 71.96 | 210 | 1122.0473 | 67322.8368 | 0 | 0 | 0.044336 | 4.5828e-08 | 0.074648 | 0.014971 | 0.24 | 0.71076 | 0 | 0.83565 | 0.0018798 | 0 | #DIV/0! | #DIV/0! | #DIV/0! | #DIV/0! | 0 | 0 | 0 | 0
2002-04-18 | Apr | 18 | 8:00 | 75.02 | 210 | 1220.4725 | 73228.3488 | 0 | 0 | 0.044478 | 4.6253e-08 | 0.074222 | 0.015051 | 0.24 | 0.70926 | 0 | 0.8449 | 0.0018691 | 0 | #DIV/0! | #DIV/0! | #DIV/0! | #DIV/0! | 0 | 0 | 0 | 0
2002-04-18 | Apr | 18 | 9:00 | 77 | 220 | 1220.4725 | 73228.3488 | 0 | 0 | 0.04457 | 4.6528e-08 | 0.073947 | 0.015102 | 0.24 | 0.7083 | 0 | 0.85095 | 0.0018622 | 0 | #DIV/0! | #DIV/0! | #DIV/0! | #DIV/0! | 0 | 0 | 0 | 0
2002-04-18 | Apr | 18 | 10:00 | 77 | 200 | 1318.8977 | 79133.8608 | 0 | 0 | 0.04457 | 4.6528e-08 | 0.073947 | 0.015102 | 0.24 | 0.7083 | 0 | 0.85095 | 0.0018622 | 0 | #DIV/0! | #DIV/0! | #DIV/0! | #DIV/0! | 0 | 0 | 0 | 0
2002-04-18 | Apr | 18 | 11:00 | 80.96 | 200 | 1515.7481 | 90944.8848 | 0 | 0 | 0.044753 | 4.7078e-08 | 0.073401 | 0.015205 | 0.24 | 0.7064 | 0 | 0.86312 | 0.0018486 | 0 | #DIV/0! | #DIV/0! | #DIV/0! | #DIV/0! | 0 | 0 | 0 | 0
2002-04-18 | Apr | 18 | 12:00 | 82.04 | 190 | 1614.1733 | 96850.3968 | 0 | 0 | 0.044804 | 4.7228e-08 | 0.073257 | 0.015233 | 0.24 | 0.70589 | 0 | 0.86642 | 0.0018449 | 0 | #DIV/0! | #DIV/0! | #DIV/0! | #DIV/0! | 0 | 0 | 0 | 0
2002-04-18 | Apr | 18 | 13:00 | 87.08 | 190 | 1614.1733 | 96850.3968 | 0 | 0 | 0.045037 | 4.7928e-08 | 0.072581 | 0.015364 | 0.24 | 0.70352 | 0 | 0.882 | 0.0018279 | 0 | #DIV/0! | #DIV/0! | #DIV/0! | #DIV/0! | 0 | 0 | 0 | 0
2002-04-18 | Apr | 18 | 14:00 | 87.98 | 180 | 1732.2835 | 103937.0112 | 0 | 0 | 0.045079 | 4.8053e-08 | 0.072461 | 0.015387 | 0.24 | 0.7031 | 0 | 0.88482 | 0.0018249 | 0 | #DIV/0! | #DIV/0! | #DIV/0! | #DIV/0! | 0 | 0 | 0 | 0
2002-04-18 | Apr | 18 | 15:00 | 87.08 | 210 | 1614.1733 | 96850.3968 | 0 | 0 | 0.045037 | 4.7928e-08 | 0.072581 | 0.015364 | 0.24 | 0.70352 | 0 | 0.882 | 0.0018279 | 0 | #DIV/0! | #DIV/0! | #DIV/0! | #DIV/0! | 0 | 0 | 0 | 0
2002-04-18 | Apr | 18 | 16:00 | 86 | 200 | 1318.8977 | 79133.8608 | 0 | 0 | 0.044987 | 4.7778e-08 | 0.072726 | 0.015336 | 0.24 | 0.70402 | 0 | 0.87864 | 0.0018315 | 0 | #DIV/0! | #DIV/0! | #DIV/0! | #DIV/0! | 0 | 0 | 0 | 0
2002-04-18 | Apr | 18 | 17:00 | 87.08 | 200 | 1318.8977 | 79133.8608 | 0 | 0 | 0.045037 | 4.7928e-08 | 0.072581 | 0.015364 | 0.24 | 0.70352 | 0 | 0.882 | 0.0018279 | 0 | #DIV/0! | #DIV/0! | #DIV/0! | #DIV/0! | 0 | 0 | 0 | 0
2002-04-18 | Apr | 18 | 18:00 | 84.92 | 200 | 1614.1733 | 96850.3968 | 0 | 0 | 0.044937 | 4.7628e-08 | 0.072871 | 0.015308 | 0.24 | 0.70453 | 0 | 0.87529 | 0.0018351 | 0 | #DIV/0! | #DIV/0! | #DIV/0! | #DIV/0! | 0 | 0 | 0 | 0
2002-04-18 | Apr | 18 | 19:00 | 82.94 | 200 | 1417.3229 | 85039.3728 | 0 | 0 | 0.044845 | 4.7353e-08 | 0.073136 | 0.015256 | 0.24 | 0.70546 | 0 | 0.86918 | 0.0018418 | 0 | #DIV/0! | #DIV/0! | #DIV/0! | #DIV/0! | 0 | 0 | 0 | 0
2002-04-18 | Apr | 18 | 20:00 | 80.96 | 200 | 1515.7481 | 90944.8848 | 0 | 0 | 0.044753 | 4.7078e-08 | 0.073401 | 0.015205 | 0.24 | 0.7064 | 0 | 0.86312 | 0.0018486 | 0 | #DIV/0! | #DIV/0! | #DIV/0! | #DIV/0! | 0 | 0 | 0 | 0
2002-04-18 | Apr | 18 | 21:00 | 80.06 | 210 | 1732.2835 | 103937.0112 | 0 | 0 | 0.044712 | 4.6953e-08 | 0.073522 | 0.015182 | 0.24 | 0.70683 | 0 | 0.86038 | 0.0018516 | 0 | #DIV/0! | #DIV/0! | #DIV/0! | #DIV/0! | 0 | 0 | 0 | 0
2002-04-18 | Apr | 18 | 22:00 | 78.98 | 230 | 1318.8977 | 79133.8608 | 0 | 0 | 0.044662 | 4.6803e-08 | 0.073672 | 0.015153 | 0.24 | 0.70735 | 0 | 0.85704 | 0.0018554 | 0 | #DIV/0! | #DIV/0! | #DIV/0! | #DIV/0! | 0 | 0 | 0 | 0
2002-04-18 | Apr | 18 | 23:00 | 75.02 | 310 | 1614.1733 | 96850.3968 | 0 | 0 | 0.044478 | 4.6253e-08 | 0.074222 | 0.015051 | 0.24 | 0.70926 | 0 | 0.8449 | 0.0018691 | 0 | #DIV/0! | #DIV/0! | #DIV/0! | #DIV/0! | 0 | 0 | 0 | 0
2002-04-18 | Apr | 18 | 24:00 | 66.92 | 280 | 708.6614 | 42519.6864 | 0 | 0 | 0.043996 | 4.5042e-08 | 0.075364 | 0.01484 | 0.24 | 0.71153 | 0 | 0.82046 | 0.0018978 | 0 | #DIV/0! | #DIV/0! | #DIV/0! | #DIV/0! | 0 | 0 | 0 | 0
2002-04-19 | Apr | 19 | 1:00 | 66.02 | 200 | 1023.6221 | 61417.3248 | 0 | 0 | 0.043923 | 4.4892e-08 | 0.075493 | 0.014817 | 0.24 | 0.71147 | 0 | 0.81776 | 0.0019011 | 0 | #DIV/0! | #DIV/0! | #DIV/0! | #DIV/0! | 0 | 0 | 0 | 0
2002-04-19 | Apr | 19 | 2:00 | 66.92 | 270 | 807.0866 | 48425.1984 | 0 | 0 | 0.043996 | 4.5042e-08 | 0.075364 | 0.01484 | 0.24 | 0.71153 | 0 | 0.82046 | 0.0018978 | 0 | #DIV/0! | #DIV/0! | #DIV/0! | #DIV/0! | 0 | 0 | 0 | 0
2002-04-19 | Apr | 19 | 3:00 | 66.02 | 270 | 511.811 | 30708.6624 | 0 | 0 | 0.043923 | 4.4892e-08 | 0.075493 | 0.014817 | 0.24 | 0.71147 | 0 | 0.81776 | 0.0019011 | 0 | #DIV/0! | #DIV/0! | #DIV/0! | #DIV/0! | 0 | 0 | 0 | 0
2002-04-19 | Apr | 19 | 4:00 | 64.04 | 240 | 295.2756 | 17716.536 | 0 | 0 | 0.043762 | 4.4562e-08 | 0.075778 | 0.014765 | 0.24 | 0.71134 | 0 | 0.81186 | 0.0019083 | 0 | #DIV/0! | #DIV/0! | #DIV/0! | #DIV/0! | 0 | 0 | 0 | 0
2002-04-19 | Apr | 19 | 5:00 | 62.96 | 220 | 295.2756 | 17716.536 | 0 | 0 | 0.043675 | 4.4382e-08 | 0.075934 | 0.014737 | 0.24 | 0.71127 | 0 | 0.80865 | 0.0019122 | 0 | #DIV/0! | #DIV/0! | #DIV/0! | #DIV/0! | 0 | 0 | 0 | 0
2002-04-19 | Apr | 19 | 6:00 | 64.04 | 340 | 1122.0473 | 67322.8368 | 0 | 0 | 0.043762 | 4.4562e-08 | 0.075778 | 0.014765 | 0.24 | 0.71134 | 0 | 0.81186 | 0.0019083 | 0 | #DIV/0! | #DIV/0! | #DIV/0! | #DIV/0! | 0 | 0 | 0 | 0
2002-04-19 | Apr | 19 | 7:00 | 62.96 | 340 | 1220.4725 | 73228.3488 | 0 | 0 | 0.043675 | 4.4382e-08 | 0.075934 | 0.014737 | 0.24 | 0.71127 | 0 | 0.80865 | 0.0019122 | 0 | #DIV/0! | #DIV/0! | #DIV/0! | #DIV/0! | 0 | 0 | 0 | 0
2002-04-19 | Apr | 19 | 8:00 | 62.96 | 350 | 1122.0473 | 67322.8368 | 0 | 0 | 0.043675 | 4.4382e-08 | 0.075934 | 0.014737 | 0.24 | 0.71127 | 0 | 0.80865 | 0.0019122 | 0 | #DIV/0! | #DIV/0! | #DIV/0! | #DIV/0! | 0 | 0 | 0 | 0
2002-04-19 | Apr | 19 | 9:00 | 64.04 | 350 | 1023.6221 | 61417.3248 | 0 | 0 | 0.043762 | 4.4562e-08 | 0.075778 | 0.014765 | 0.24 | 0.71134 | 0 | 0.81186 | 0.0019083 | 0 | #DIV/0! | #DIV/0! | #DIV/0! | #DIV/0! | 0 | 0 | 0 | 0
2002-04-19 | Apr | 19 | 10:00 | 60.08 | 50 | 1732.2835 | 103937.0112 | 0 | 0 | 0.043441 | 4.3902e-08 | 0.076348 | 0.014662 | 0.24 | 0.71108 | 0 | 0.80017 | 0.0019228 | 0 | #DIV/0! | #DIV/0! | #DIV/0! | #DIV/0! | 0 | 0 | 0 | 0
2002-04-19 | Apr | 19 | 11:00 | 59 | 50 | 1220.4725 | 73228.3488 | 0 | 0 | 0.043354 | 4.3722e-08 | 0.07651 | 0.014634 | 0.24 | 0.71101 | 0 | 0.79695 | 0.0019268 | 0 | #DIV/0! | #DIV/0! | #DIV/0! | #DIV/0! | 0 | 0 | 0 | 0
2002-04-19 | Apr | 19 | 12:00 | 60.08 | 50 | 1417.3229 | 85039.3728 | 0 | 0 | 0.043441 | 4.3902e-08 | 0.076348 | 0.014662 | 0.24 | 0.71108 | 0 | 0.80017 | 0.0019228 | 0 | #DIV/0! | #DIV/0! | #DIV/0! | #DIV/0! | 0 | 0 | 0 | 0
2002-04-19 | Apr | 19 | 13:00 | 55.04 | 50 | 1732.2835 | 103937.0112 | 0 | 0 | 0.043033 | 4.3062e-08 | 0.077104 | 0.014531 | 0.24 | 0.71074 | 0 | 0.78525 | 0.0019416 | 0 | #DIV/0! | #DIV/0! | #DIV/0! | #DIV/0! | 0 | 0 | 0 | 0
2002-04-19 | Apr | 19 | 14:00 | 57.02 | 30 | 1614.1733 | 96850.3968 | 0 | 0 | 0.043193 | 4.3392e-08 | 0.076807 | 0.014583 | 0.24 | 0.71088 | 0 | 0.79108 | 0.0019342 | 0 | #DIV/0! | #DIV/0! | #DIV/0! | #DIV/0! | 0 | 0 | 0 | 0
2002-04-19 | Apr | 19 | 15:00 | 55.94 | 20 | 1614.1733 | 96850.3968 | 0 | 0 | 0.043106 | 4.3212e-08 | 0.076969 | 0.014554 | 0.24 | 0.71081 | 0 | 0.7879 | 0.0019382 | 0 | #DIV/0! | #DIV/0! | #DIV/0! | #DIV/0! | 0 | 0 | 0 | 0
2002-04-19 | Apr | 19 | 16:00 | 53.96 | 30 | 1732.2835 | 103937.0112 | 0 | 0 | 0.042945 | 4.2882e-08 | 0.077266 | 0.014503 | 0.24 | 0.71067 | 0 | 0.78209 | 0.0019457 | 0 | #DIV/0! | #DIV/0! | #DIV/0! | #DIV/0! | 0 | 0 | 0 | 0
2002-04-19 | Apr | 19 | 17:00 | 51.98 | 40 | 1515.7481 | 90944.8848 | 0 | 0 | 0.042785 | 4.2552e-08 | 0.077563 | 0.014451 | 0.24 | 0.71054 | 0 | 0.77633 | 0.0019532 | 0 | #DIV/0! | #DIV/0! | #DIV/0! | #DIV/0! | 0 | 0 | 0 | 0
2002-04-19 | Apr | 19 | 18:00 | 50 | 30 | 1732.2835 | 103937.0112 | 0 | 0 | 0.042624 | 4.2222e-08 | 0.07786 | 0.0144 | 0.24 | 0.7104 | 0 | 0.77061 | 0.0019608 | 0 | #DIV/0! | #DIV/0! | #DIV/0! | #DIV/0! | 0 | 0 | 0 | 0
2002-04-19 | Apr | 19 | 19:00 | 48.02 | 20 | 1830.7087 | 109842.5232 | 0 | 0 | 0.042441 | 4.1892e-08 | 0.078169 | 0.014349 | 0.24 | 0.70988 | 0 | 0.76482 | 0.0019684 | 0 | #DIV/0! | #DIV/0! | #DIV/0! | #DIV/0! | 0 | 0 | 0 | 0
2002-04-19 | Apr | 19 | 20:00 | 46.94 | 30 | 1220.4725 | 73228.3488 | 0 | 0 | 0.042341 | 4.1712e-08 | 0.078337 | 0.01432 | 0.24 | 0.7096 | 0 | 0.76169 | 0.0019726 | 0 | #DIV/0! | #DIV/0! | #DIV/0! | #DIV/0! | 0 | 0 | 0 | 0
2002-04-19 | Apr | 19 | 21:00 | 46.04 | 30 | 1220.4725 | 73228.3488 | 0 | 0 | 0.042257 | 4.1562e-08 | 0.078478 | 0.014297 | 0.24 | 0.70936 | 0 | 0.75908 | 0.0019761 | 0 | #DIV/0! | #DIV/0! | #DIV/0! | #DIV/0! | 0 | 0 | 0 | 0
2002-04-19 | Apr | 19 | 22:00 | 46.04 | 30 | 511.811 | 30708.6624 | 0 | 0 | 0.042257 | 4.1562e-08 | 0.078478 | 0.014297 | 0.24 | 0.70936 | 0 | 0.75908 | 0.0019761 | 0 | #DIV/0! | #DIV/0! | #DIV/0! | #DIV/0! | 0 | 0 | 0 | 0
2002-04-19 | Apr | 19 | 23:00 | 44.96 | 50 | 1122.0473 | 67322.8368 | 0 | 0 | 0.042157 | 4.1382e-08 | 0.078646 | 0.014269 | 0.24 | 0.70907 | 0 | 0.75597 | 0.0019804 | 0 | #DIV/0! | #DIV/0! | #DIV/0! | #DIV/0! | 0 | 0 | 0 | 0
2002-04-19 | Apr | 19 | 24:00 | 44.06 | 30 | 1220.4725 | 73228.3488 | 0 | 0 | 0.042074 | 4.1232e-08 | 0.078787 | 0.014246 | 0.24 | 0.70883 | 0 | 0.75338 | 0.0019839 | 0 | #DIV/0! | #DIV/0! | #DIV/0! | #DIV/0! | 0 | 0 | 0 | 0
2002-04-20 | Apr | 20 | 1:00 | 44.06 | 20 | 1220.4725 | 73228.3488 | 0 | 0 | 0.042074 | 4.1232e-08 | 0.078787 | 0.014246 | 0.24 | 0.70883 | 0 | 0.75338 | 0.0019839 | 0 | #DIV/0! | #DIV/0! | #DIV/0! | #DIV/0! | 0 | 0 | 0 | 0
2002-04-20 | Apr | 20 | 2:00 | 42.08 | 30 | 1515.7481 | 90944.8848 | 0 | 0 | 0.04189 | 4.0902e-08 | 0.079096 | 0.014194 | 0.24 | 0.7083 | 0 | 0.74773 | 0.0019917 | 0 | #DIV/0! | #DIV/0! | #DIV/0! | #DIV/0! | 0 | 0 | 0 | 0
2002-04-20 | Apr | 20 | 3:00 | 42.08 | 30 | 1417.3229 | 85039.3728 | 0 | 0 | 0.04189 | 4.0902e-08 | 0.079096 | 0.014194 | 0.24 | 0.7083 | 0 | 0.74773 | 0.0019917 | 0 | #DIV/0! | #DIV/0! | #DIV/0! | #DIV/0! | 0 | 0 | 0 | 0
2002-04-20 | Apr | 20 | 4:00 | 42.08 | 40 | 1220.4725 | 73228.3488 | 0 | 0 | 0.04189 | 4.0902e-08 | 0.079096 | 0.014194 | 0.24 | 0.7083 | 0 | 0.74773 | 0.0019917 | 0 | #DIV/0! | #DIV/0! | #DIV/0! | #DIV/0! | 0 | 0 | 0 | 0
2002-04-20 | Apr | 20 | 5:00 | 41 | 30 | 1318.8977 | 79133.8608 | 0 | 0 | 0.04179 | 4.0722e-08 | 0.079264 | 0.014166 | 0.24 | 0.70801 | 0 | 0.74466 | 0.001996 | 0 | #DIV/0! | #DIV/0! | #DIV/0! | #DIV/0! | 0 | 0 | 0 | 0
2002-04-20 | Apr | 20 | 6:00 | 41 | 20 | 1515.7481 | 90944.8848 | 0 | 0 | 0.04179 | 4.0722e-08 | 0.079264 | 0.014166 | 0.24 | 0.70801 | 0 | 0.74466 | 0.001996 | 0 | #DIV/0! | #DIV/0! | #DIV/0! | #DIV/0! | 0 | 0 | 0 | 0
2002-04-20 | Apr | 20 | 7:00 | 42.08 | 40 | 1614.1733 | 96850.3968 | 0 | 0 | 0.04189 | 4.0902e-08 | 0.079096 | 0.014194 | 0.24 | 0.7083 | 0 | 0.74773 | 0.0019917 | 0 | #DIV/0! | #DIV/0! | #DIV/0! | #DIV/0! | 0 | 0 | 0 | 0
2002-04-20 | Apr | 20 | 8:00 | 44.06 | 40 | 1732.2835 | 103937.0112 | 0 | 0 | 0.042074 | 4.1232e-08 | 0.078787 | 0.014246 | 0.24 | 0.70883 | 0 | 0.75338 | 0.0019839 | 0 | #DIV/0! | #DIV/0! | #DIV/0! | #DIV/0! | 0 | 0 | 0 | 0
2002-04-20 | Apr | 20 | 9:00 | 44.96 | 30 | 1732.2835 | 103937.0112 | 0 | 0 | 0.042157 | 4.1382e-08 | 0.078646 | 0.014269 | 0.24 | 0.70907 | 0 | 0.75597 | 0.0019804 | 0 | #DIV/0! | #DIV/0! | #DIV/0! | #DIV/0! | 0 | 0 | 0 | 0
2002-04-20 | Apr | 20 | 10:00 | 46.04 | 40 | 1614.1733 | 96850.3968 | 0 | 0 | 0.042257 | 4.1562e-08 | 0.078478 | 0.014297 | 0.24 | 0.70936 | 0 | 0.75908 | 0.0019761 | 0 | #DIV/0! | #DIV/0! | #DIV/0! | #DIV/0! | 0 | 0 | 0 | 0
2002-04-20 | Apr | 20 | 11:00 | 46.94 | 40 | 2027.5591 | 121653.5472 | 0 | 0 | 0.042341 | 4.1712e-08 | 0.078337 | 0.01432 | 0.24 | 0.7096 | 0 | 0.76169 | 0.0019726 | 0 | #DIV/0! | #DIV/0! | #DIV/0! | #DIV/0! | 0 | 0 | 0 | 0
2002-04-20 | Apr | 20 | 12:00 | 46.04 | 40 | 1830.7087 | 109842.5232 | 0 | 0 | 0.042257 | 4.1562e-08 | 0.078478 | 0.014297 | 0.24 | 0.70936 | 0 | 0.75908 | 0.0019761 | 0 | #DIV/0! | #DIV/0! | #DIV/0! | #DIV/0! | 0 | 0 | 0 | 0
2002-04-20 | Apr | 20 | 13:00 | 46.04 | 40 | 1614.1733 | 96850.3968 | 0 | 0 | 0.042257 | 4.1562e-08 | 0.078478 | 0.014297 | 0.24 | 0.70936 | 0 | 0.75908 | 0.0019761 | 0 | #DIV/0! | #DIV/0! | #DIV/0! | #DIV/0! | 0 | 0 | 0 | 0
2002-04-20 | Apr | 20 | 14:00 | 46.04 | 30 | 1417.3229 | 85039.3728 | 0 | 0 | 0.042257 | 4.1562e-08 | 0.078478 | 0.014297 | 0.24 | 0.70936 | 0 | 0.75908 | 0.0019761 | 0 | #DIV/0! | #DIV/0! | #DIV/0! | #DIV/0! | 0 | 0 | 0 | 0
2002-04-20 | Apr | 20 | 15:00 | 44.96 | 40 | 1614.1733 | 96850.3968 | 0 | 0 | 0.042157 | 4.1382e-08 | 0.078646 | 0.014269 | 0.24 | 0.70907 | 0 | 0.75597 | 0.0019804 | 0 | #DIV/0! | #DIV/0! | #DIV/0! | #DIV/0! | 0 | 0 | 0 | 0
2002-04-20 | Apr | 20 | 16:00 | 44.96 | 30 | 1318.8977 | 79133.8608 | 0 | 0 | 0.042157 | 4.1382e-08 | 0.078646 | 0.014269 | 0.24 | 0.70907 | 0 | 0.75597 | 0.0019804 | 0 | #DIV/0! | #DIV/0! | #DIV/0! | #DIV/0! | 0 | 0 | 0 | 0
2002-04-20 | Apr | 20 | 17:00 | 42.98 | 30 | 1929.1339 | 115748.0352 | 0 | 0 | 0.041974 | 4.1052e-08 | 0.078955 | 0.014217 | 0.24 | 0.70854 | 0 | 0.75029 | 0.0019882 | 0 | #DIV/0! | #DIV/0! | #DIV/0! | #DIV/0! | 0 | 0 | 0 | 0
2002-04-20 | Apr | 20 | 18:00 | 42.08 | 30 | 1732.2835 | 103937.0112 | 0 | 0 | 0.04189 | 4.0902e-08 | 0.079096 | 0.014194 | 0.24 | 0.7083 | 0 | 0.74773 | 0.0019917 | 0 | #DIV/0! | #DIV/0! | #DIV/0! | #DIV/0! | 0 | 0 | 0 | 0
2002-04-20 | Apr | 20 | 19:00 | 42.08 | 40 | 1614.1733 | 96850.3968 | 0 | 0 | 0.04189 | 4.0902e-08 | 0.079096 | 0.014194 | 0.24 | 0.7083 | 0 | 0.74773 | 0.0019917 | 0 | #DIV/0! | #DIV/0! | #DIV/0! | #DIV/0! | 0 | 0 | 0 | 0
2002-04-20 | Apr | 20 | 20:00 | 42.08 | 40 | 1929.1339 | 115748.0352 | 0 | 0 | 0.04189 | 4.0902e-08 | 0.079096 | 0.014194 | 0.24 | 0.7083 | 0 | 0.74773 | 0.0019917 | 0 | #DIV/0! | #DIV/0! | #DIV/0! | #DIV/0! | 0 | 0 | 0 | 0
2002-04-20 | Apr | 20 | 21:00 | 42.08 | 40 | 1318.8977 | 79133.8608 | 0 | 0 | 0.04189 | 4.0902e-08 | 0.079096 | 0.014194 | 0.24 | 0.7083 | 0 | 0.74773 | 0.0019917 | 0 | #DIV/0! | #DIV/0! | #DIV/0! | #DIV/0! | 0 | 0 | 0 | 0
2002-04-20 | Apr | 20 | 22:00 | 42.98 | 40 | 1318.8977 | 79133.8608 | 0 | 0 | 0.041974 | 4.1052e-08 | 0.078955 | 0.014217 | 0.24 | 0.70854 | 0 | 0.75029 | 0.0019882 | 0 | #DIV/0! | #DIV/0! | #DIV/0! | #DIV/0! | 0 | 0 | 0 | 0
2002-04-20 | Apr | 20 | 23:00 | 42.98 | 40 | 1515.7481 | 90944.8848 | 0 | 0 | 0.041974 | 4.1052e-08 | 0.078955 | 0.014217 | 0.24 | 0.70854 | 0 | 0.75029 | 0.0019882 | 0 | #DIV/0! | #DIV/0! | #DIV/0! | #DIV/0! | 0 | 0 | 0 | 0
2002-04-20 | Apr | 20 | 24:00 | 41 | 50 | 1318.8977 | 79133.8608 | 0 | 0 | 0.04179 | 4.0722e-08 | 0.079264 | 0.014166 | 0.24 | 0.70801 | 0 | 0.74466 | 0.001996 | 0 | #DIV/0! | #DIV/0! | #DIV/0! | #DIV/0! | 0 | 0 | 0 | 0
2002-04-21 | Apr | 21 | 1:00 | 41 | 40 | 1220.4725 | 73228.3488 | 0 | 0 | 0.04179 | 4.0722e-08 | 0.079264 | 0.014166 | 0.24 | 0.70801 | 0 | 0.74466 | 0.001996 | 0 | #DIV/0! | #DIV/0! | #DIV/0! | #DIV/0! | 0 | 0 | 0 | 0
2002-04-21 | Apr | 21 | 2:00 | 41 | 40 | 1417.3229 | 85039.3728 | 0 | 0 | 0.04179 | 4.0722e-08 | 0.079264 | 0.014166 | 0.24 | 0.70801 | 0 | 0.74466 | 0.001996 | 0 | #DIV/0! | #DIV/0! | #DIV/0! | #DIV/0! | 0 | 0 | 0 | 0
2002-04-21 | Apr | 21 | 3:00 | 39.02 | 40 | 1417.3229 | 85039.3728 | 0 | 0 | 0.041675 | 4.0447e-08 | 0.079579 | 0.014115 | 0.24 | 0.70863 | 0 | 0.73902 | 0.0020039 | 0 | #DIV/0! | #DIV/0! | #DIV/0! | #DIV/0! | 0 | 0 | 0 | 0
2002-04-21 | Apr | 21 | 4:00 | 39.02 | 50 | 1515.7481 | 90944.8848 | 0 | 0 | 0.041675 | 4.0447e-08 | 0.079579 | 0.014115 | 0.24 | 0.70863 | 0 | 0.73902 | 0.0020039 | 0 | #DIV/0! | #DIV/0! | #DIV/0! | #DIV/0! | 0 | 0 | 0 | 0
2002-04-21 | Apr | 21 | 5:00 | 39.02 | 40 | 1417.3229 | 85039.3728 | 0 | 0 | 0.041675 | 4.0447e-08 | 0.079579 | 0.014115 | 0.24 | 0.70863 | 0 | 0.73902 | 0.0020039 | 0 | #DIV/0! | #DIV/0! | #DIV/0! | #DIV/0! | 0 | 0 | 0 | 0
2002-04-21 | Apr | 21 | 6:00 | 39.02 | 60 | 1732.2835 | 103937.0112 | 0 | 0 | 0.041675 | 4.0447e-08 | 0.079579 | 0.014115 | 0.24 | 0.70863 | 0 | 0.73902 | 0.0020039 | 0 | #DIV/0! | #DIV/0! | #DIV/0! | #DIV/0! | 0 | 0 | 0 | 0
2002-04-21 | Apr | 21 | 7:00 | 39.92 | 60 | 1732.2835 | 103937.0112 | 0 | 0 | 0.041696 | 4.0547e-08 | 0.079433 | 0.014138 | 0.24 | 0.70781 | 0 | 0.74161 | 0.0020003 | 0 | #DIV/0! | #DIV/0! | #DIV/0! | #DIV/0! | 0 | 0 | 0 | 0
2002-04-21 | Apr | 21 | 8:00 | 39.92 | 80 | 1515.7481 | 90944.8848 | 0 | 0 | 0.041696 | 4.0547e-08 | 0.079433 | 0.014138 | 0.24 | 0.70781 | 0 | 0.74161 | 0.0020003 | 0 | #DIV/0! | #DIV/0! | #DIV/0! | #DIV/0! | 0 | 0 | 0 | 0
2002-04-21 | Apr | 21 | 9:00 | 39.02 | 90 | 1515.7481 | 90944.8848 | 0 | 0 | 0.041675 | 4.0447e-08 | 0.079579 | 0.014115 | 0.24 | 0.70863 | 0 | 0.73902 | 0.0020039 | 0 | #DIV/0! | #DIV/0! | #DIV/0! | #DIV/0! | 0 | 0 | 0 | 0
2002-04-21 | Apr | 21 | 10:00 | 41 | 100 | 2125.9843 | 127559.0592 | 0 | 0 | 0.04179 | 4.0722e-08 | 0.079264 | 0.014166 | 0.24 | 0.70801 | 0 | 0.74466 | 0.001996 | 0 | #DIV/0! | #DIV/0! | #DIV/0! | #DIV/0! | 0 | 0 | 0 | 0
2002-04-21 | Apr | 21 | 11:00 | 41 | 80 | 1417.3229 | 85039.3728 | 0 | 0 | 0.04179 | 4.0722e-08 | 0.079264 | 0.014166 | 0.24 | 0.70801 | 0 | 0.74466 | 0.001996 | 0 | #DIV/0! | #DIV/0! | #DIV/0! | #DIV/0! | 0 | 0 | 0 | 0
2002-04-21 | Apr | 21 | 12:00 | 42.08 | 100 | 1614.1733 | 96850.3968 | 0 | 0 | 0.04189 | 4.0902e-08 | 0.079096 | 0.014194 | 0.24 | 0.7083 | 0 | 0.74773 | 0.0019917 | 0 | #DIV/0! | #DIV/0! | #DIV/0! | #DIV/0! | 0 | 0 | 0 | 0
2002-04-21 | Apr | 21 | 13:00 | 41 | 100 | 1830.7087 | 109842.5232 | 0 | 0 | 0.04179 | 4.0722e-08 | 0.079264 | 0.014166 | 0.24 | 0.70801 | 0 | 0.74466 | 0.001996 | 0 | #DIV/0! | #DIV/0! | #DIV/0! | #DIV/0! | 0 | 0 | 0 | 0
2002-04-21 | Apr | 21 | 14:00 | 41 | 100 | 1614.1733 | 96850.3968 | 0 | 0 | 0.04179 | 4.0722e-08 | 0.079264 | 0.014166 | 0.24 | 0.70801 | 0 | 0.74466 | 0.001996 | 0 | #DIV/0! | #DIV/0! | #DIV/0! | #DIV/0! | 0 | 0 | 0 | 0
2002-04-21 | Apr | 21 | 15:00 | 39.92 | 100 | 1417.3229 | 85039.3728 | 0 | 0 | 0.041696 | 4.0547e-08 | 0.079433 | 0.014138 | 0.24 | 0.70781 | 0 | 0.74161 | 0.0020003 | 0 | #DIV/0! | #DIV/0! | #DIV/0! | #DIV/0! | 0 | 0 | 0 | 0
2002-04-21 | Apr | 21 | 16:00 | 41 | 60 | 807.0866 | 48425.1984 | 0 | 0 | 0.04179 | 4.0722e-08 | 0.079264 | 0.014166 | 0.24 | 0.70801 | 0 | 0.74466 | 0.001996 | 0 | #DIV/0! | #DIV/0! | #DIV/0! | #DIV/0! | 0 | 0 | 0 | 0
2002-04-21 | Apr | 21 | 17:00 | 39.92 | 60 | 1220.4725 | 73228.3488 | 0 | 0 | 0.041696 | 4.0547e-08 | 0.079433 | 0.014138 | 0.24 | 0.70781 | 0 | 0.74161 | 0.0020003 | 0 | #DIV/0! | #DIV/0! | #DIV/0! | #DIV/0! | 0 | 0 | 0 | 0
2002-04-21 | Apr | 21 | 18:00 | 39.92 | 60 | 1023.6221 | 61417.3248 | 0 | 0 | 0.041696 | 4.0547e-08 | 0.079433 | 0.014138 | 0.24 | 0.70781 | 0 | 0.74161 | 0.0020003 | 0 | #DIV/0! | #DIV/0! | #DIV/0! | #DIV/0! | 0 | 0 | 0 | 0
2002-04-21 | Apr | 21 | 19:00 | 39.02 | 70 | 905.5118 | 54330.7104 | 0 | 0 | 0.041675 | 4.0447e-08 | 0.079579 | 0.014115 | 0.24 | 0.70863 | 0 | 0.73902 | 0.0020039 | 0 | #DIV/0! | #DIV/0! | #DIV/0! | #DIV/0! | 0 | 0 | 0 | 0
2002-04-21 | Apr | 21 | 20:00 | 39.02 | 60 | 708.6614 | 42519.6864 | 0 | 0 | 0.041675 | 4.0447e-08 | 0.079579 | 0.014115 | 0.24 | 0.70863 | 0 | 0.73902 | 0.0020039 | 0 | #DIV/0! | #DIV/0! | #DIV/0! | #DIV/0! | 0 | 0 | 0 | 0
2002-04-21 | Apr | 21 | 21:00 | 39.02 | 30 | 610.2362 | 36614.1744 | 0 | 0 | 0.041675 | 4.0447e-08 | 0.079579 | 0.014115 | 0.24 | 0.70863 | 0 | 0.73902 | 0.0020039 | 0 | #DIV/0! | #DIV/0! | #DIV/0! | #DIV/0! | 0 | 0 | 0 | 0
2002-04-21 | Apr | 21 | 22:00 | 39.02 | 20 | 413.3858 | 24803.1504 | 0 | 0 | 0.041675 | 4.0447e-08 | 0.079579 | 0.014115 | 0.24 | 0.70863 | 0 | 0.73902 | 0.0020039 | 0 | #DIV/0! | #DIV/0! | #DIV/0! | #DIV/0! | 0 | 0 | 0 | 0
2002-04-21 | Apr | 21 | 23:00 | 39.02 | 10 | 511.811 | 30708.6624 | 0 | 0 | 0.041675 | 4.0447e-08 | 0.079579 | 0.014115 | 0.24 | 0.70863 | 0 | 0.73902 | 0.0020039 | 0 | #DIV/0! | #DIV/0! | #DIV/0! | #DIV/0! | 0 | 0 | 0 | 0
2002-04-21 | Apr | 21 | 24:00 | 39.02 | 360 | 511.811 | 30708.6624 | 0 | 0 | 0.041675 | 4.0447e-08 | 0.079579 | 0.014115 | 0.24 | 0.70863 | 0 | 0.73902 | 0.0020039 | 0 | #DIV/0! | #DIV/0! | #DIV/0! | #DIV/0! | 0 | 0 | 0 | 0
2002-04-22 | Apr | 22 | 1:00 | 39.02 | 350 | 413.3858 | 24803.1504 | 0 | 0 | 0.041675 | 4.0447e-08 | 0.079579 | 0.014115 | 0.24 | 0.70863 | 0 | 0.73902 | 0.0020039 | 0 | #DIV/0! | #DIV/0! | #DIV/0! | #DIV/0! | 0 | 0 | 0 | 0
2002-04-22 | Apr | 22 | 2:00 | 39.02 | 350 | 807.0866 | 48425.1984 | 0 | 0 | 0.041675 | 4.0447e-08 | 0.079579 | 0.014115 | 0.24 | 0.70863 | 0 | 0.73902 | 0.0020039 | 0 | #DIV/0! | #DIV/0! | #DIV/0! | #DIV/0! | 0 | 0 | 0 | 0
2002-04-22 | Apr | 22 | 3:00 | 37.94 | 350 | 708.6614 | 42519.6864 | 0 | 0 | 0.04165 | 4.0327e-08 | 0.079754 | 0.014086 | 0.24 | 0.70961 | 0 | 0.73593 | 0.0020083 | 0 | #DIV/0! | #DIV/0! | #DIV/0! | #DIV/0! | 0 | 0 | 0 | 0
2002-04-22 | Apr | 22 | 4:00 | 37.04 | 340 | 1023.6221 | 61417.3248 | 0 | 0 | 0.041629 | 4.0227e-08 | 0.0799 | 0.014063 | 0.24 | 0.71044 | 0 | 0.73337 | 0.0020119 | 0 | #DIV/0! | #DIV/0! | #DIV/0! | #DIV/0! | 0 | 0 | 0 | 0
2002-04-22 | Apr | 22 | 5:00 | 35.96 | 340 | 905.5118 | 54330.7104 | 0 | 0 | 0.041604 | 4.0107e-08 | 0.080074 | 0.014035 | 0.24 | 0.71143 | 0 | 0.73031 | 0.0020163 | 0 | #DIV/0! | #DIV/0! | #DIV/0! | #DIV/0! | 0 | 0 | 0 | 0
2002-04-22 | Apr | 22 | 6:00 | 35.96 | 340 | 905.5118 | 54330.7104 | 0 | 0 | 0.041604 | 4.0107e-08 | 0.080074 | 0.014035 | 0.24 | 0.71143 | 0 | 0.73031 | 0.0020163 | 0 | #DIV/0! | #DIV/0! | #DIV/0! | #DIV/0! | 0 | 0 | 0 | 0
2002-04-22 | Apr | 22 | 7:00 | 37.04 | 340 | 1122.0473 | 67322.8368 | 0 | 0 | 0.041629 | 4.0227e-08 | 0.0799 | 0.014063 | 0.24 | 0.71044 | 0 | 0.73337 | 0.0020119 | 0 | #DIV/0! | #DIV/0! | #DIV/0! | #DIV/0! | 0 | 0 | 0 | 0
2002-04-22 | Apr | 22 | 8:00 | 37.94 | 310 | 1220.4725 | 73228.3488 | 0 | 0 | 0.04165 | 4.0327e-08 | 0.079754 | 0.014086 | 0.24 | 0.70961 | 0 | 0.73593 | 0.0020083 | 0 | #DIV/0! | #DIV/0! | #DIV/0! | #DIV/0! | 0 | 0 | 0 | 0
2002-04-22 | Apr | 22 | 9:00 | 39.02 | 320 | 807.0866 | 48425.1984 | 0 | 0 | 0.041675 | 4.0447e-08 | 0.079579 | 0.014115 | 0.24 | 0.70863 | 0 | 0.73902 | 0.0020039 | 0 | #DIV/0! | #DIV/0! | #DIV/0! | #DIV/0! | 0 | 0 | 0 | 0
2002-04-22 | Apr | 22 | 10:00 | 39.02 | 330 | 1122.0473 | 67322.8368 | 0 | 0 | 0.041675 | 4.0447e-08 | 0.079579 | 0.014115 | 0.24 | 0.70863 | 0 | 0.73902 | 0.0020039 | 0 | #DIV/0! | #DIV/0! | #DIV/0! | #DIV/0! | 0 | 0 | 0 | 0
2002-04-22 | Apr | 22 | 11:00 | 39.92 | 350 | 1023.6221 | 61417.3248 | 0 | 0 | 0.041696 | 4.0547e-08 | 0.079433 | 0.014138 | 0.24 | 0.70781 | 0 | 0.74161 | 0.0020003 | 0 | #DIV/0! | #DIV/0! | #DIV/0! | #DIV/0! | 0 | 0 | 0 | 0
2002-04-22 | Apr | 22 | 12:00 | 39.92 | 310 | 1122.0473 | 67322.8368 | 0 | 0 | 0.041696 | 4.0547e-08 | 0.079433 | 0.014138 | 0.24 | 0.70781 | 0 | 0.74161 | 0.0020003 | 0 | #DIV/0! | #DIV/0! | #DIV/0! | #DIV/0! | 0 | 0 | 0 | 0
2002-04-22 | Apr | 22 | 13:00 | 42.98 | 330 | 708.6614 | 42519.6864 | 0 | 0 | 0.041974 | 4.1052e-08 | 0.078955 | 0.014217 | 0.24 | 0.70854 | 0 | 0.75029 | 0.0019882 | 0 | #DIV/0! | #DIV/0! | #DIV/0! | #DIV/0! | 0 | 0 | 0 | 0
2002-04-22 | Apr | 22 | 14:00 | 42.08 | 320 | 610.2362 | 36614.1744 | 0 | 0 | 0.04189 | 4.0902e-08 | 0.079096 | 0.014194 | 0.24 | 0.7083 | 0 | 0.74773 | 0.0019917 | 0 | #DIV/0! | #DIV/0! | #DIV/0! | #DIV/0! | 0 | 0 | 0 | 0
2002-04-22 | Apr | 22 | 15:00 | 42.08 | 300 | 511.811 | 30708.6624 | 0 | 0 | 0.04189 | 4.0902e-08 | 0.079096 | 0.014194 | 0.24 | 0.7083 | 0 | 0.74773 | 0.0019917 | 0 | #DIV/0! | #DIV/0! | #DIV/0! | #DIV/0! | 0 | 0 | 0 | 0
2002-04-22 | Apr | 22 | 16:00 | 41 | 50 | 708.6614 | 42519.6864 | 0 | 0 | 0.04179 | 4.0722e-08 | 0.079264 | 0.014166 | 0.24 | 0.70801 | 0 | 0.74466 | 0.001996 | 0 | #DIV/0! | #DIV/0! | #DIV/0! | #DIV/0! | 0 | 0 | 0 | 0
2002-04-22 | Apr | 22 | 17:00 | 39.92 | 50 | 511.811 | 30708.6624 | 0 | 0 | 0.041696 | 4.0547e-08 | 0.079433 | 0.014138 | 0.24 | 0.70781 | 0 | 0.74161 | 0.0020003 | 0 | #DIV/0! | #DIV/0! | #DIV/0! | #DIV/0! | 0 | 0 | 0 | 0
2002-04-22 | Apr | 22 | 18:00 | 39.02 | 60 | 610.2362 | 36614.1744 | 0 | 0 | 0.041675 | 4.0447e-08 | 0.079579 | 0.014115 | 0.24 | 0.70863 | 0 | 0.73902 | 0.0020039 | 0 | #DIV/0! | #DIV/0! | #DIV/0! | #DIV/0! | 0 | 0 | 0 | 0
2002-04-22 | Apr | 22 | 19:00 | 37.94 | 60 | 708.6614 | 42519.6864 | 0 | 0 | 0.04165 | 4.0327e-08 | 0.079754 | 0.014086 | 0.24 | 0.70961 | 0 | 0.73593 | 0.0020083 | 0 | #DIV/0! | #DIV/0! | #DIV/0! | #DIV/0! | 0 | 0 | 0 | 0
2002-04-22 | Apr | 22 | 20:00 | 39.02 | 110 | 413.3858 | 24803.1504 | 0 | 0 | 0.041675 | 4.0447e-08 | 0.079579 | 0.014115 | 0.24 | 0.70863 | 0 | 0.73902 | 0.0020039 | 0 | #DIV/0! | #DIV/0! | #DIV/0! | #DIV/0! | 0 | 0 | 0 | 0
2002-04-22 | Apr | 22 | 21:00 | 37.94 | 120 | 295.2756 | 17716.536 | 0 | 0 | 0.04165 | 4.0327e-08 | 0.079754 | 0.014086 | 0.24 | 0.70961 | 0 | 0.73593 | 0.0020083 | 0 | #DIV/0! | #DIV/0! | #DIV/0! | #DIV/0! | 0 | 0 | 0 | 0
2002-04-22 | Apr | 22 | 22:00 | 39.02 | 100 | 511.811 | 30708.6624 | 0 | 0 | 0.041675 | 4.0447e-08 | 0.079579 | 0.014115 | 0.24 | 0.70863 | 0 | 0.73902 | 0.0020039 | 0 | #DIV/0! | #DIV/0! | #DIV/0! | #DIV/0! | 0 | 0 | 0 | 0
2002-04-22 | Apr | 22 | 23:00 | 35.96 | 150 | 295.2756 | 17716.536 | 0 | 0 | 0.041604 | 4.0107e-08 | 0.080074 | 0.014035 | 0.24 | 0.71143 | 0 | 0.73031 | 0.0020163 | 0 | #DIV/0! | #DIV/0! | #DIV/0! | #DIV/0! | 0 | 0 | 0 | 0
2002-04-22 | Apr | 22 | 24:00 | 37.94 | 130 | 511.811 | 30708.6624 | 0 | 0 | 0.04165 | 4.0327e-08 | 0.079754 | 0.014086 | 0.24 | 0.70961 | 0 | 0.73593 | 0.0020083 | 0 | #DIV/0! | #DIV/0! | #DIV/0! | #DIV/0! | 0 | 0 | 0 | 0
2002-04-23 | Apr | 23 | 1:00 | 37.04 | 0 | 0 | 0 | 0 | 0 | 0.041629 | 4.0227e-08 | 0.0799 | 0.014063 | 0.24 | 0.71044 | 0 | 0.73337 | 0.0020119 | 0 | #DIV/0! | #DIV/0! | #DIV/0! | #DIV/0! | 0 | 0 | 0 | 0
2002-04-23 | Apr | 23 | 2:00 | 33.08 | 0 | 0 | 0 | 0 | 0 | 0.041537 | 3.9787e-08 | 0.080541 | 0.01396 | 0.24 | 0.7141 | 0 | 0.7222 | 0.0020281 | 0 | #DIV/0! | #DIV/0! | #DIV/0! | #DIV/0! | 0 | 0 | 0 | 0
2002-04-23 | Apr | 23 | 3:00 | 33.98 | 140 | 295.2756 | 17716.536 | 0 | 0 | 0.041558 | 3.9887e-08 | 0.080395 | 0.013983 | 0.24 | 0.71327 | 0 | 0.72473 | 0.0020244 | 0 | #DIV/0! | #DIV/0! | #DIV/0! | #DIV/0! | 0 | 0 | 0 | 0
2002-04-23 | Apr | 23 | 4:00 | 33.08 | 140 | 295.2756 | 17716.536 | 0 | 0 | 0.041537 | 3.9787e-08 | 0.080541 | 0.01396 | 0.24 | 0.7141 | 0 | 0.7222 | 0.0020281 | 0 | #DIV/0! | #DIV/0! | #DIV/0! | #DIV/0! | 0 | 0 | 0 | 0
2002-04-23 | Apr | 23 | 5:00 | 33.08 | 200 | 295.2756 | 17716.536 | 0 | 0 | 0.041537 | 3.9787e-08 | 0.080541 | 0.01396 | 0.24 | 0.7141 | 0 | 0.7222 | 0.0020281 | 0 | #DIV/0! | #DIV/0! | #DIV/0! | #DIV/0! | 0 | 0 | 0 | 0
2002-04-23 | Apr | 23 | 6:00 | 35.06 | 190 | 413.3858 | 24803.1504 | 0 | 0 | 0.041583 | 4.0007e-08 | 0.08022 | 0.014012 | 0.24 | 0.71226 | 0 | 0.72776 | 0.00202 | 0 | #DIV/0! | #DIV/0! | #DIV/0! | #DIV/0! | 0 | 0 | 0 | 0
2002-04-23 | Apr | 23 | 7:00 | 39.02 | 150 | 610.2362 | 36614.1744 | 0 | 0 | 0.041675 | 4.0447e-08 | 0.079579 | 0.014115 | 0.24 | 0.70863 | 0 | 0.73902 | 0.0020039 | 0 | #DIV/0! | #DIV/0! | #DIV/0! | #DIV/0! | 0 | 0 | 0 | 0
2002-04-23 | Apr | 23 | 8:00 | 42.98 | 150 | 905.5118 | 54330.7104 | 0 | 0 | 0.041974 | 4.1052e-08 | 0.078955 | 0.014217 | 0.24 | 0.70854 | 0 | 0.75029 | 0.0019882 | 0 | #DIV/0! | #DIV/0! | #DIV/0! | #DIV/0! | 0 | 0 | 0 | 0
2002-04-23 | Apr | 23 | 9:00 | 46.04 | 140 | 807.0866 | 48425.1984 | 0 | 0 | 0.042257 | 4.1562e-08 | 0.078478 | 0.014297 | 0.24 | 0.70936 | 0 | 0.75908 | 0.0019761 | 0 | #DIV/0! | #DIV/0! | #DIV/0! | #DIV/0! | 0 | 0 | 0 | 0
2002-04-23 | Apr | 23 | 10:00 | 46.94 | 190 | 905.5118 | 54330.7104 | 0 | 0 | 0.042341 | 4.1712e-08 | 0.078337 | 0.01432 | 0.24 | 0.7096 | 0 | 0.76169 | 0.0019726 | 0 | #DIV/0! | #DIV/0! | #DIV/0! | #DIV/0! | 0 | 0 | 0 | 0
2002-04-23 | Apr | 23 | 11:00 | 48.92 | 180 | 511.811 | 30708.6624 | 0 | 0 | 0.042524 | 4.2042e-08 | 0.078028 | 0.014372 | 0.24 | 0.71012 | 0 | 0.76745 | 0.0019649 | 0 | #DIV/0! | #DIV/0! | #DIV/0! | #DIV/0! | 0 | 0 | 0 | 0
2002-04-23 | Apr | 23 | 12:00 | 51.98 | 170 | 1023.6221 | 61417.3248 | 0 | 0 | 0.042785 | 4.2552e-08 | 0.077563 | 0.014451 | 0.24 | 0.71054 | 0 | 0.77633 | 0.0019532 | 0 | #DIV/0! | #DIV/0! | #DIV/0! | #DIV/0! | 0 | 0 | 0 | 0
2002-04-23 | Apr | 23 | 13:00 | 55.04 | 170 | 708.6614 | 42519.6864 | 0 | 0 | 0.043033 | 4.3062e-08 | 0.077104 | 0.014531 | 0.24 | 0.71074 | 0 | 0.78525 | 0.0019416 | 0 | #DIV/0! | #DIV/0! | #DIV/0! | #DIV/0! | 0 | 0 | 0 | 0
2002-04-23 | Apr | 23 | 14:00 | 57.02 | 140 | 905.5118 | 54330.7104 | 0 | 0 | 0.043193 | 4.3392e-08 | 0.076807 | 0.014583 | 0.24 | 0.71088 | 0 | 0.79108 | 0.0019342 | 0 | #DIV/0! | #DIV/0! | #DIV/0! | #DIV/0! | 0 | 0 | 0 | 0
2002-04-23 | Apr | 23 | 15:00 | 57.92 | 140 | 807.0866 | 48425.1984 | 0 | 0 | 0.043266 | 4.3542e-08 | 0.076672 | 0.014606 | 0.24 | 0.71094 | 0 | 0.79374 | 0.0019308 | 0 | #DIV/0! | #DIV/0! | #DIV/0! | #DIV/0! | 0 | 0 | 0 | 0
2002-04-23 | Apr | 23 | 16:00 | 60.08 | 150 | 1023.6221 | 61417.3248 | 0 | 0 | 0.043441 | 4.3902e-08 | 0.076348 | 0.014662 | 0.24 | 0.71108 | 0 | 0.80017 | 0.0019228 | 0 | #DIV/0! | #DIV/0! | #DIV/0! | #DIV/0! | 0 | 0 | 0 | 0
2002-04-23 | Apr | 23 | 17:00 | 57.92 | 110 | 1417.3229 | 85039.3728 | 0 | 0 | 0.043266 | 4.3542e-08 | 0.076672 | 0.014606 | 0.24 | 0.71094 | 0 | 0.79374 | 0.0019308 | 0 | #DIV/0! | #DIV/0! | #DIV/0! | #DIV/0! | 0 | 0 | 0 | 0
2002-04-23 | Apr | 23 | 18:00 | 55.04 | 110 | 1122.0473 | 67322.8368 | 0 | 0 | 0.043033 | 4.3062e-08 | 0.077104 | 0.014531 | 0.24 | 0.71074 | 0 | 0.78525 | 0.0019416 | 0 | #DIV/0! | #DIV/0! | #DIV/0! | #DIV/0! | 0 | 0 | 0 | 0
2002-04-23 | Apr | 23 | 19:00 | 53.06 | 140 | 1318.8977 | 79133.8608 | 0 | 0 | 0.042872 | 4.2732e-08 | 0.077401 | 0.01448 | 0.24 | 0.71061 | 0 | 0.77947 | 0.0019491 | 0 | #DIV/0! | #DIV/0! | #DIV/0! | #DIV/0! | 0 | 0 | 0 | 0
2002-04-23 | Apr | 23 | 20:00 | 48.92 | 150 | 905.5118 | 54330.7104 | 0 | 0 | 0.042524 | 4.2042e-08 | 0.078028 | 0.014372 | 0.24 | 0.71012 | 0 | 0.76745 | 0.0019649 | 0 | #DIV/0! | #DIV/0! | #DIV/0! | #DIV/0! | 0 | 0 | 0 | 0
2002-04-23 | Apr | 23 | 21:00 | 46.04 | 150 | 807.0866 | 48425.1984 | 0 | 0 | 0.042257 | 4.1562e-08 | 0.078478 | 0.014297 | 0.24 | 0.70936 | 0 | 0.75908 | 0.0019761 | 0 | #DIV/0! | #DIV/0! | #DIV/0! | #DIV/0! | 0 | 0 | 0 | 0
2002-04-23 | Apr | 23 | 22:00 | 46.94 | 150 | 807.0866 | 48425.1984 | 0 | 0 | 0.042341 | 4.1712e-08 | 0.078337 | 0.01432 | 0.24 | 0.7096 | 0 | 0.76169 | 0.0019726 | 0 | #DIV/0! | #DIV/0! | #DIV/0! | #DIV/0! | 0 | 0 | 0 | 0
2002-04-23 | Apr | 23 | 23:00 | 48.02 | 150 | 708.6614 | 42519.6864 | 0 | 0 | 0.042441 | 4.1892e-08 | 0.078169 | 0.014349 | 0.24 | 0.70988 | 0 | 0.76482 | 0.0019684 | 0 | #DIV/0! | #DIV/0! | #DIV/0! | #DIV/0! | 0 | 0 | 0 | 0
2002-04-23 | Apr | 23 | 24:00 | 48.92 | 150 | 905.5118 | 54330.7104 | 0 | 0 | 0.042524 | 4.2042e-08 | 0.078028 | 0.014372 | 0.24 | 0.71012 | 0 | 0.76745 | 0.0019649 | 0 | #DIV/0! | #DIV/0! | #DIV/0! | #DIV/0! | 0 | 0 | 0 | 0
2002-04-24 | Apr | 24 | 1:00 | 48.02 | 160 | 708.6614 | 42519.6864 | 0 | 0 | 0.042441 | 4.1892e-08 | 0.078169 | 0.014349 | 0.24 | 0.70988 | 0 | 0.76482 | 0.0019684 | 0 | #DIV/0! | #DIV/0! | #DIV/0! | #DIV/0! | 0 | 0 | 0 | 0
2002-04-24 | Apr | 24 | 2:00 | 46.04 | 160 | 610.2362 | 36614.1744 | 0 | 0 | 0.042257 | 4.1562e-08 | 0.078478 | 0.014297 | 0.24 | 0.70936 | 0 | 0.75908 | 0.0019761 | 0 | #DIV/0! | #DIV/0! | #DIV/0! | #DIV/0! | 0 | 0 | 0 | 0
2002-04-24 | Apr | 24 | 3:00 | 48.92 | 170 | 905.5118 | 54330.7104 | 0 | 0 | 0.042524 | 4.2042e-08 | 0.078028 | 0.014372 | 0.24 | 0.71012 | 0 | 0.76745 | 0.0019649 | 0 | #DIV/0! | #DIV/0! | #DIV/0! | #DIV/0! | 0 | 0 | 0 | 0
2002-04-24 | Apr | 24 | 4:00 | 48.92 | 170 | 807.0866 | 48425.1984 | 0 | 0 | 0.042524 | 4.2042e-08 | 0.078028 | 0.014372 | 0.24 | 0.71012 | 0 | 0.76745 | 0.0019649 | 0 | #DIV/0! | #DIV/0! | #DIV/0! | #DIV/0! | 0 | 0 | 0 | 0
2002-04-24 | Apr | 24 | 5:00 | 48.92 | 180 | 807.0866 | 48425.1984 | 0 | 0 | 0.042524 | 4.2042e-08 | 0.078028 | 0.014372 | 0.24 | 0.71012 | 0 | 0.76745 | 0.0019649 | 0 | #DIV/0! | #DIV/0! | #DIV/0! | #DIV/0! | 0 | 0 | 0 | 0
2002-04-24 | Apr | 24 | 6:00 | 51.98 | 180 | 1023.6221 | 61417.3248 | 0 | 0 | 0.042785 | 4.2552e-08 | 0.077563 | 0.014451 | 0.24 | 0.71054 | 0 | 0.77633 | 0.0019532 | 0 | #DIV/0! | #DIV/0! | #DIV/0! | #DIV/0! | 0 | 0 | 0 | 0
2002-04-24 | Apr | 24 | 7:00 | 55.94 | 180 | 1417.3229 | 85039.3728 | 0 | 0 | 0.043106 | 4.3212e-08 | 0.076969 | 0.014554 | 0.24 | 0.71081 | 0 | 0.7879 | 0.0019382 | 0 | #DIV/0! | #DIV/0! | #DIV/0! | #DIV/0! | 0 | 0 | 0 | 0
2002-04-24 | Apr | 24 | 8:00 | 60.08 | 180 | 1122.0473 | 67322.8368 | 0 | 0 | 0.043441 | 4.3902e-08 | 0.076348 | 0.014662 | 0.24 | 0.71108 | 0 | 0.80017 | 0.0019228 | 0 | #DIV/0! | #DIV/0! | #DIV/0! | #DIV/0! | 0 | 0 | 0 | 0
2002-04-24 | Apr | 24 | 9:00 | 64.04 | 200 | 1318.8977 | 79133.8608 | 0 | 0 | 0.043762 | 4.4562e-08 | 0.075778 | 0.014765 | 0.24 | 0.71134 | 0 | 0.81186 | 0.0019083 | 0 | #DIV/0! | #DIV/0! | #DIV/0! | #DIV/0! | 0 | 0 | 0 | 0
2002-04-24 | Apr | 24 | 10:00 | 66.92 | 190 | 2027.5591 | 121653.5472 | 0 | 0 | 0.043996 | 4.5042e-08 | 0.075364 | 0.01484 | 0.24 | 0.71153 | 0 | 0.82046 | 0.0018978 | 0 | #DIV/0! | #DIV/0! | #DIV/0! | #DIV/0! | 0 | 0 | 0 | 0
2002-04-24 | Apr | 24 | 11:00 | 71.06 | 180 | 1830.7087 | 109842.5232 | 0 | 0 | 0.044295 | 4.5703e-08 | 0.074773 | 0.014948 | 0.24 | 0.7112 | 0 | 0.83294 | 0.001883 | 0 | #DIV/0! | #DIV/0! | #DIV/0! | #DIV/0! | 0 | 0 | 0 | 0
2002-04-24 | Apr | 24 | 12:00 | 73.04 | 200 | 1515.7481 | 90944.8848 | 0 | 0 | 0.044387 | 4.5978e-08 | 0.074497 | 0.014999 | 0.24 | 0.71023 | 0 | 0.8389 | 0.001876 | 0 | #DIV/0! | #DIV/0! | #DIV/0! | #DIV/0! | 0 | 0 | 0 | 0
2002-04-24 | Apr | 24 | 13:00 | 71.06 | 180 | 1220.4725 | 73228.3488 | 0 | 0 | 0.044295 | 4.5703e-08 | 0.074773 | 0.014948 | 0.24 | 0.7112 | 0 | 0.83294 | 0.001883 | 0 | #DIV/0! | #DIV/0! | #DIV/0! | #DIV/0! | 0 | 0 | 0 | 0
2002-04-24 | Apr | 24 | 14:00 | 69.98 | 190 | 1318.8977 | 79133.8608 | 0 | 0 | 0.044244 | 4.5552e-08 | 0.074923 | 0.014919 | 0.24 | 0.71173 | 0 | 0.82971 | 0.0018869 | 0 | #DIV/0! | #DIV/0! | #DIV/0! | #DIV/0! | 0 | 0 | 0 | 0
2002-04-24 | Apr | 24 | 15:00 | 66.92 | 210 | 1318.8977 | 79133.8608 | 0 | 0 | 0.043996 | 4.5042e-08 | 0.075364 | 0.01484 | 0.24 | 0.71153 | 0 | 0.82046 | 0.0018978 | 0 | #DIV/0! | #DIV/0! | #DIV/0! | #DIV/0! | 0 | 0 | 0 | 0
2002-04-24 | Apr | 24 | 16:00 | 60.98 | 180 | 2027.5591 | 121653.5472 | 0 | 0 | 0.043514 | 4.4052e-08 | 0.076219 | 0.014685 | 0.24 | 0.71114 | 0 | 0.80281 | 0.0019195 | 0 | #DIV/0! | #DIV/0! | #DIV/0! | #DIV/0! | 0 | 0 | 0 | 0
2002-04-24 | Apr | 24 | 17:00 | 62.06 | 200 | 1417.3229 | 85039.3728 | 0 | 0 | 0.043602 | 4.4232e-08 | 0.076063 | 0.014714 | 0.24 | 0.71121 | 0 | 0.80599 | 0.0019155 | 0 | #DIV/0! | #DIV/0! | #DIV/0! | #DIV/0! | 0 | 0 | 0 | 0
2002-04-24 | Apr | 24 | 18:00 | 51.98 | 310 | 2539.3702 | 152362.2096 | 0 | 0 | 0.042785 | 4.2552e-08 | 0.077563 | 0.014451 | 0.24 | 0.71054 | 0 | 0.77633 | 0.0019532 | 0 | #DIV/0! | #DIV/0! | #DIV/0! | #DIV/0! | 0 | 0 | 0 | 0
2002-04-24 | Apr | 24 | 19:00 | 50 | 310 | 2027.5591 | 121653.5472 | 0 | 0 | 0.042624 | 4.2222e-08 | 0.07786 | 0.0144 | 0.24 | 0.7104 | 0 | 0.77061 | 0.0019608 | 0 | #DIV/0! | #DIV/0! | #DIV/0! | #DIV/0! | 0 | 0 | 0 | 0
2002-04-24 | Apr | 24 | 20:00 | 50 | 300 | 1220.4725 | 73228.3488 | 0 | 0 | 0.042624 | 4.2222e-08 | 0.07786 | 0.0144 | 0.24 | 0.7104 | 0 | 0.77061 | 0.0019608 | 0 | #DIV/0! | #DIV/0! | #DIV/0! | #DIV/0! | 0 | 0 | 0 | 0
2002-04-24 | Apr | 24 | 21:00 | 48.02 | 300 | 2027.5591 | 121653.5472 | 0 | 0 | 0.042441 | 4.1892e-08 | 0.078169 | 0.014349 | 0.24 | 0.70988 | 0 | 0.76482 | 0.0019684 | 0 | #DIV/0! | #DIV/0! | #DIV/0! | #DIV/0! | 0 | 0 | 0 | 0
2002-04-24 | Apr | 24 | 22:00 | 46.04 | 300 | 1732.2835 | 103937.0112 | 0 | 0 | 0.042257 | 4.1562e-08 | 0.078478 | 0.014297 | 0.24 | 0.70936 | 0 | 0.75908 | 0.0019761 | 0 | #DIV/0! | #DIV/0! | #DIV/0! | #DIV/0! | 0 | 0 | 0 | 0
2002-04-24 | Apr | 24 | 23:00 | 44.06 | 300 | 1830.7087 | 109842.5232 | 0 | 0 | 0.042074 | 4.1232e-08 | 0.078787 | 0.014246 | 0.24 | 0.70883 | 0 | 0.75338 | 0.0019839 | 0 | #DIV/0! | #DIV/0! | #DIV/0! | #DIV/0! | 0 | 0 | 0 | 0
2002-04-24 | Apr | 24 | 24:00 | 42.98 | 300 | 1515.7481 | 90944.8848 | 0 | 0 | 0.041974 | 4.1052e-08 | 0.078955 | 0.014217 | 0.24 | 0.70854 | 0 | 0.75029 | 0.0019882 | 0 | #DIV/0! | #DIV/0! | #DIV/0! | #DIV/0! | 0 | 0 | 0 | 0
2002-04-25 | Apr | 25 | 1:00 | 41 | 300 | 1417.3229 | 85039.3728 | 0 | 0 | 0.04179 | 4.0722e-08 | 0.079264 | 0.014166 | 0.24 | 0.70801 | 0 | 0.74466 | 0.001996 | 0 | #DIV/0! | #DIV/0! | #DIV/0! | #DIV/0! | 0 | 0 | 0 | 0
2002-04-25 | Apr | 25 | 2:00 | 39.92 | 280 | 905.5118 | 54330.7104 | 0 | 0 | 0.041696 | 4.0547e-08 | 0.079433 | 0.014138 | 0.24 | 0.70781 | 0 | 0.74161 | 0.0020003 | 0 | #DIV/0! | #DIV/0! | #DIV/0! | #DIV/0! | 0 | 0 | 0 | 0
2002-04-25 | Apr | 25 | 3:00 | 37.94 | 270 | 807.0866 | 48425.1984 | 0 | 0 | 0.04165 | 4.0327e-08 | 0.079754 | 0.014086 | 0.24 | 0.70961 | 0 | 0.73593 | 0.0020083 | 0 | #DIV/0! | #DIV/0! | #DIV/0! | #DIV/0! | 0 | 0 | 0 | 0
2002-04-25 | Apr | 25 | 4:00 | 37.94 | 260 | 807.0866 | 48425.1984 | 0 | 0 | 0.04165 | 4.0327e-08 | 0.079754 | 0.014086 | 0.24 | 0.70961 | 0 | 0.73593 | 0.0020083 | 0 | #DIV/0! | #DIV/0! | #DIV/0! | #DIV/0! | 0 | 0 | 0 | 0
2002-04-25 | Apr | 25 | 5:00 | 37.04 | 250 | 708.6614 | 42519.6864 | 0 | 0 | 0.041629 | 4.0227e-08 | 0.0799 | 0.014063 | 0.24 | 0.71044 | 0 | 0.73337 | 0.0020119 | 0 | #DIV/0! | #DIV/0! | #DIV/0! | #DIV/0! | 0 | 0 | 0 | 0
2002-04-25 | Apr | 25 | 6:00 | 39.02 | 240 | 905.5118 | 54330.7104 | 0 | 0 | 0.041675 | 4.0447e-08 | 0.079579 | 0.014115 | 0.24 | 0.70863 | 0 | 0.73902 | 0.0020039 | 0 | #DIV/0! | #DIV/0! | #DIV/0! | #DIV/0! | 0 | 0 | 0 | 0
2002-04-25 | Apr | 25 | 7:00 | 42.08 | 240 | 1023.6221 | 61417.3248 | 0 | 0 | 0.04189 | 4.0902e-08 | 0.079096 | 0.014194 | 0.24 | 0.7083 | 0 | 0.74773 | 0.0019917 | 0 | #DIV/0! | #DIV/0! | #DIV/0! | #DIV/0! | 0 | 0 | 0 | 0
2002-04-25 | Apr | 25 | 8:00 | 46.04 | 260 | 1732.2835 | 103937.0112 | 0 | 0 | 0.042257 | 4.1562e-08 | 0.078478 | 0.014297 | 0.24 | 0.70936 | 0 | 0.75908 | 0.0019761 | 0 | #DIV/0! | #DIV/0! | #DIV/0! | #DIV/0! | 0 | 0 | 0 | 0
2002-04-25 | Apr | 25 | 9:00 | 48.02 | 260 | 2027.5591 | 121653.5472 | 0 | 0 | 0.042441 | 4.1892e-08 | 0.078169 | 0.014349 | 0.24 | 0.70988 | 0 | 0.76482 | 0.0019684 | 0 | #DIV/0! | #DIV/0! | #DIV/0! | #DIV/0! | 0 | 0 | 0 | 0
2002-04-25 | Apr | 25 | 10:00 | 48.92 | 270 | 2440.945 | 146456.6976 | 0 | 0 | 0.042524 | 4.2042e-08 | 0.078028 | 0.014372 | 0.24 | 0.71012 | 0 | 0.76745 | 0.0019649 | 0 | #DIV/0! | #DIV/0! | #DIV/0! | #DIV/0! | 0 | 0 | 0 | 0
2002-04-25 | Apr | 25 | 11:00 | 51.08 | 290 | 2224.4095 | 133464.5712 | 0 | 0 | 0.042712 | 4.2402e-08 | 0.077698 | 0.014428 | 0.24 | 0.71048 | 0 | 0.77373 | 0.0019566 | 0 | #DIV/0! | #DIV/0! | #DIV/0! | #DIV/0! | 0 | 0 | 0 | 0
2002-04-25 | Apr | 25 | 12:00 | 51.98 | 270 | 2440.945 | 146456.6976 | 0 | 0 | 0.042785 | 4.2552e-08 | 0.077563 | 0.014451 | 0.24 | 0.71054 | 0 | 0.77633 | 0.0019532 | 0 | #DIV/0! | #DIV/0! | #DIV/0! | #DIV/0! | 0 | 0 | 0 | 0
2002-04-25 | Apr | 25 | 13:00 | 53.06 | 280 | 2224.4095 | 133464.5712 | 0 | 0 | 0.042872 | 4.2732e-08 | 0.077401 | 0.01448 | 0.24 | 0.71061 | 0 | 0.77947 | 0.0019491 | 0 | #DIV/0! | #DIV/0! | #DIV/0! | #DIV/0! | 0 | 0 | 0 | 0
2002-04-25 | Apr | 25 | 14:00 | 53.96 | 280 | 2224.4095 | 133464.5712 | 0 | 0 | 0.042945 | 4.2882e-08 | 0.077266 | 0.014503 | 0.24 | 0.71067 | 0 | 0.78209 | 0.0019457 | 0 | #DIV/0! | #DIV/0! | #DIV/0! | #DIV/0! | 0 | 0 | 0 | 0
2002-04-25 | Apr | 25 | 15:00 | 53.96 | 280 | 1929.1339 | 115748.0352 | 0 | 0 | 0.042945 | 4.2882e-08 | 0.077266 | 0.014503 | 0.24 | 0.71067 | 0 | 0.78209 | 0.0019457 | 0 | #DIV/0! | #DIV/0! | #DIV/0! | #DIV/0! | 0 | 0 | 0 | 0
2002-04-25 | Apr | 25 | 16:00 | 53.96 | 290 | 1614.1733 | 96850.3968 | 0 | 0 | 0.042945 | 4.2882e-08 | 0.077266 | 0.014503 | 0.24 | 0.71067 | 0 | 0.78209 | 0.0019457 | 0 | #DIV/0! | #DIV/0! | #DIV/0! | #DIV/0! | 0 | 0 | 0 | 0
2002-04-25 | Apr | 25 | 17:00 | 53.06 | 290 | 1830.7087 | 109842.5232 | 0 | 0 | 0.042872 | 4.2732e-08 | 0.077401 | 0.01448 | 0.24 | 0.71061 | 0 | 0.77947 | 0.0019491 | 0 | #DIV/0! | #DIV/0! | #DIV/0! | #DIV/0! | 0 | 0 | 0 | 0
2002-04-25 | Apr | 25 | 18:00 | 51.08 | 280 | 1732.2835 | 103937.0112 | 0 | 0 | 0.042712 | 4.2402e-08 | 0.077698 | 0.014428 | 0.24 | 0.71048 | 0 | 0.77373 | 0.0019566 | 0 | #DIV/0! | #DIV/0! | #DIV/0! | #DIV/0! | 0 | 0 | 0 | 0
2002-04-25 | Apr | 25 | 19:00 | 50 | 280 | 1220.4725 | 73228.3488 | 0 | 0 | 0.042624 | 4.2222e-08 | 0.07786 | 0.0144 | 0.24 | 0.7104 | 0 | 0.77061 | 0.0019608 | 0 | #DIV/0! | #DIV/0! | #DIV/0! | #DIV/0! | 0 | 0 | 0 | 0
2002-04-25 | Apr | 25 | 20:00 | 46.94 | 270 | 511.811 | 30708.6624 | 0 | 0 | 0.042341 | 4.1712e-08 | 0.078337 | 0.01432 | 0.24 | 0.7096 | 0 | 0.76169 | 0.0019726 | 0 | #DIV/0! | #DIV/0! | #DIV/0! | #DIV/0! | 0 | 0 | 0 | 0
2002-04-25 | Apr | 25 | 21:00 | 46.04 | 270 | 413.3858 | 24803.1504 | 0 | 0 | 0.042257 | 4.1562e-08 | 0.078478 | 0.014297 | 0.24 | 0.70936 | 0 | 0.75908 | 0.0019761 | 0 | #DIV/0! | #DIV/0! | #DIV/0! | #DIV/0! | 0 | 0 | 0 | 0
2002-04-25 | Apr | 25 | 22:00 | 42.98 | 250 | 413.3858 | 24803.1504 | 0 | 0 | 0.041974 | 4.1052e-08 | 0.078955 | 0.014217 | 0.24 | 0.70854 | 0 | 0.75029 | 0.0019882 | 0 | #DIV/0! | #DIV/0! | #DIV/0! | #DIV/0! | 0 | 0 | 0 | 0
2002-04-25 | Apr | 25 | 23:00 | 42.08 | 250 | 295.2756 | 17716.536 | 0 | 0 | 0.04189 | 4.0902e-08 | 0.079096 | 0.014194 | 0.24 | 0.7083 | 0 | 0.74773 | 0.0019917 | 0 | #DIV/0! | #DIV/0! | #DIV/0! | #DIV/0! | 0 | 0 | 0 | 0
2002-04-25 | Apr | 25 | 24:00 | 42.08 | 290 | 708.6614 | 42519.6864 | 0 | 0 | 0.04189 | 4.0902e-08 | 0.079096 | 0.014194 | 0.24 | 0.7083 | 0 | 0.74773 | 0.0019917 | 0 | #DIV/0! | #DIV/0! | #DIV/0! | #DIV/0! | 0 | 0 | 0 | 0
2002-04-26 | Apr | 26 | 1:00 | 41 | 280 | 708.6614 | 42519.6864 | 0 | 0 | 0.04179 | 4.0722e-08 | 0.079264 | 0.014166 | 0.24 | 0.70801 | 0 | 0.74466 | 0.001996 | 0 | #DIV/0! | #DIV/0! | #DIV/0! | #DIV/0! | 0 | 0 | 0 | 0
2002-04-26 | Apr | 26 | 2:00 | 41 | 310 | 807.0866 | 48425.1984 | 0 | 0 | 0.04179 | 4.0722e-08 | 0.079264 | 0.014166 | 0.24 | 0.70801 | 0 | 0.74466 | 0.001996 | 0 | #DIV/0! | #DIV/0! | #DIV/0! | #DIV/0! | 0 | 0 | 0 | 0
2002-04-26 | Apr | 26 | 3:00 | 39.02 | 310 | 708.6614 | 42519.6864 | 0 | 0 | 0.041675 | 4.0447e-08 | 0.079579 | 0.014115 | 0.24 | 0.70863 | 0 | 0.73902 | 0.0020039 | 0 | #DIV/0! | #DIV/0! | #DIV/0! | #DIV/0! | 0 | 0 | 0 | 0
2002-04-26 | Apr | 26 | 4:00 | 37.04 | 320 | 610.2362 | 36614.1744 | 0 | 0 | 0.041629 | 4.0227e-08 | 0.0799 | 0.014063 | 0.24 | 0.71044 | 0 | 0.73337 | 0.0020119 | 0 | #DIV/0! | #DIV/0! | #DIV/0! | #DIV/0! | 0 | 0 | 0 | 0
2002-04-26 | Apr | 26 | 5:00 | 35.96 | 350 | 511.811 | 30708.6624 | 0 | 0 | 0.041604 | 4.0107e-08 | 0.080074 | 0.014035 | 0.24 | 0.71143 | 0 | 0.73031 | 0.0020163 | 0 | #DIV/0! | #DIV/0! | #DIV/0! | #DIV/0! | 0 | 0 | 0 | 0
2002-04-26 | Apr | 26 | 6:00 | 37.04 | 350 | 708.6614 | 42519.6864 | 0 | 0 | 0.041629 | 4.0227e-08 | 0.0799 | 0.014063 | 0.24 | 0.71044 | 0 | 0.73337 | 0.0020119 | 0 | #DIV/0! | #DIV/0! | #DIV/0! | #DIV/0! | 0 | 0 | 0 | 0
2002-04-26 | Apr | 26 | 7:00 | 39.02 | 350 | 807.0866 | 48425.1984 | 0 | 0 | 0.041675 | 4.0447e-08 | 0.079579 | 0.014115 | 0.24 | 0.70863 | 0 | 0.73902 | 0.0020039 | 0 | #DIV/0! | #DIV/0! | #DIV/0! | #DIV/0! | 0 | 0 | 0 | 0
2002-04-26 | Apr | 26 | 8:00 | 42.08 | 30 | 905.5118 | 54330.7104 | 0 | 0 | 0.04189 | 4.0902e-08 | 0.079096 | 0.014194 | 0.24 | 0.7083 | 0 | 0.74773 | 0.0019917 | 0 | #DIV/0! | #DIV/0! | #DIV/0! | #DIV/0! | 0 | 0 | 0 | 0
2002-04-26 | Apr | 26 | 9:00 | 42.98 | 0 | 0 | 0 | 0 | 0 | 0.041974 | 4.1052e-08 | 0.078955 | 0.014217 | 0.24 | 0.70854 | 0 | 0.75029 | 0.0019882 | 0 | #DIV/0! | #DIV/0! | #DIV/0! | #DIV/0! | 0 | 0 | 0 | 0
2002-04-26 | Apr | 26 | 10:00 | 44.96 | 360 | 295.2756 | 17716.536 | 0 | 0 | 0.042157 | 4.1382e-08 | 0.078646 | 0.014269 | 0.24 | 0.70907 | 0 | 0.75597 | 0.0019804 | 0 | #DIV/0! | #DIV/0! | #DIV/0! | #DIV/0! | 0 | 0 | 0 | 0
2002-04-26 | Apr | 26 | 11:00 | 46.94 | 0 | 0 | 0 | 0 | 0 | 0.042341 | 4.1712e-08 | 0.078337 | 0.01432 | 0.24 | 0.7096 | 0 | 0.76169 | 0.0019726 | 0 | #DIV/0! | #DIV/0! | #DIV/0! | #DIV/0! | 0 | 0 | 0 | 0
2002-04-26 | Apr | 26 | 12:00 | 48.02 | 0 | 0 | 0 | 0 | 0 | 0.042441 | 4.1892e-08 | 0.078169 | 0.014349 | 0.24 | 0.70988 | 0 | 0.76482 | 0.0019684 | 0 | #DIV/0! | #DIV/0! | #DIV/0! | #DIV/0! | 0 | 0 | 0 | 0
2002-04-26 | Apr | 26 | 13:00 | 50 | 30 | 511.811 | 30708.6624 | 0 | 0 | 0.042624 | 4.2222e-08 | 0.07786 | 0.0144 | 0.24 | 0.7104 | 0 | 0.77061 | 0.0019608 | 0 | #DIV/0! | #DIV/0! | #DIV/0! | #DIV/0! | 0 | 0 | 0 | 0
2002-04-26 | Apr | 26 | 14:00 | 51.08 | 50 | 610.2362 | 36614.1744 | 0 | 0 | 0.042712 | 4.2402e-08 | 0.077698 | 0.014428 | 0.24 | 0.71048 | 0 | 0.77373 | 0.0019566 | 0 | #DIV/0! | #DIV/0! | #DIV/0! | #DIV/0! | 0 | 0 | 0 | 0
2002-04-26 | Apr | 26 | 15:00 | 50 | 80 | 807.0866 | 48425.1984 | 0 | 0 | 0.042624 | 4.2222e-08 | 0.07786 | 0.0144 | 0.24 | 0.7104 | 0 | 0.77061 | 0.0019608 | 0 | #DIV/0! | #DIV/0! | #DIV/0! | #DIV/0! | 0 | 0 | 0 | 0
2002-04-26 | Apr | 26 | 16:00 | 50 | 100 | 905.5118 | 54330.7104 | 0 | 0 | 0.042624 | 4.2222e-08 | 0.07786 | 0.0144 | 0.24 | 0.7104 | 0 | 0.77061 | 0.0019608 | 0 | #DIV/0! | #DIV/0! | #DIV/0! | #DIV/0! | 0 | 0 | 0 | 0
2002-04-26 | Apr | 26 | 17:00 | 48.02 | 100 | 1122.0473 | 67322.8368 | 0 | 0 | 0.042441 | 4.1892e-08 | 0.078169 | 0.014349 | 0.24 | 0.70988 | 0 | 0.76482 | 0.0019684 | 0 | #DIV/0! | #DIV/0! | #DIV/0! | #DIV/0! | 0 | 0 | 0 | 0
2002-04-26 | Apr | 26 | 18:00 | 46.04 | 90 | 905.5118 | 54330.7104 | 0 | 0 | 0.042257 | 4.1562e-08 | 0.078478 | 0.014297 | 0.24 | 0.70936 | 0 | 0.75908 | 0.0019761 | 0 | #DIV/0! | #DIV/0! | #DIV/0! | #DIV/0! | 0 | 0 | 0 | 0
2002-04-26 | Apr | 26 | 19:00 | 44.06 | 100 | 1023.6221 | 61417.3248 | 0 | 0 | 0.042074 | 4.1232e-08 | 0.078787 | 0.014246 | 0.24 | 0.70883 | 0 | 0.75338 | 0.0019839 | 0 | #DIV/0! | #DIV/0! | #DIV/0! | #DIV/0! | 0 | 0 | 0 | 0
2002-04-26 | Apr | 26 | 20:00 | 42.98 | 100 | 708.6614 | 42519.6864 | 0 | 0 | 0.041974 | 4.1052e-08 | 0.078955 | 0.014217 | 0.24 | 0.70854 | 0 | 0.75029 | 0.0019882 | 0 | #DIV/0! | #DIV/0! | #DIV/0! | #DIV/0! | 0 | 0 | 0 | 0
2002-04-26 | Apr | 26 | 21:00 | 42.98 | 90 | 511.811 | 30708.6624 | 0 | 0 | 0.041974 | 4.1052e-08 | 0.078955 | 0.014217 | 0.24 | 0.70854 | 0 | 0.75029 | 0.0019882 | 0 | #DIV/0! | #DIV/0! | #DIV/0! | #DIV/0! | 0 | 0 | 0 | 0
2002-04-26 | Apr | 26 | 22:00 | 42.08 | 90 | 511.811 | 30708.6624 | 0 | 0 | 0.04189 | 4.0902e-08 | 0.079096 | 0.014194 | 0.24 | 0.7083 | 0 | 0.74773 | 0.0019917 | 0 | #DIV/0! | #DIV/0! | #DIV/0! | #DIV/0! | 0 | 0 | 0 | 0
2002-04-26 | Apr | 26 | 23:00 | 42.08 | 100 | 511.811 | 30708.6624 | 0 | 0 | 0.04189 | 4.0902e-08 | 0.079096 | 0.014194 | 0.24 | 0.7083 | 0 | 0.74773 | 0.0019917 | 0 | #DIV/0! | #DIV/0! | #DIV/0! | #DIV/0! | 0 | 0 | 0 | 0
2002-04-26 | Apr | 26 | 24:00 | 42.08 | 90 | 511.811 | 30708.6624 | 0 | 0 | 0.04189 | 4.0902e-08 | 0.079096 | 0.014194 | 0.24 | 0.7083 | 0 | 0.74773 | 0.0019917 | 0 | #DIV/0! | #DIV/0! | #DIV/0! | #DIV/0! | 0 | 0 | 0 | 0
2002-04-27 | Apr | 27 | 1:00 | 42.08 | 90 | 610.2362 | 36614.1744 | 0 | 0 | 0.04189 | 4.0902e-08 | 0.079096 | 0.014194 | 0.24 | 0.7083 | 0 | 0.74773 | 0.0019917 | 0 | #DIV/0! | #DIV/0! | #DIV/0! | #DIV/0! | 0 | 0 | 0 | 0
2002-04-27 | Apr | 27 | 2:00 | 42.98 | 90 | 708.6614 | 42519.6864 | 0 | 0 | 0.041974 | 4.1052e-08 | 0.078955 | 0.014217 | 0.24 | 0.70854 | 0 | 0.75029 | 0.0019882 | 0 | #DIV/0! | #DIV/0! | #DIV/0! | #DIV/0! | 0 | 0 | 0 | 0
2002-04-27 | Apr | 27 | 3:00 | 42.98 | 100 | 807.0866 | 48425.1984 | 0 | 0 | 0.041974 | 4.1052e-08 | 0.078955 | 0.014217 | 0.24 | 0.70854 | 0 | 0.75029 | 0.0019882 | 0 | #DIV/0! | #DIV/0! | #DIV/0! | #DIV/0! | 0 | 0 | 0 | 0
2002-04-27 | Apr | 27 | 4:00 | 44.06 | 110 | 905.5118 | 54330.7104 | 0 | 0 | 0.042074 | 4.1232e-08 | 0.078787 | 0.014246 | 0.24 | 0.70883 | 0 | 0.75338 | 0.0019839 | 0 | #DIV/0! | #DIV/0! | #DIV/0! | #DIV/0! | 0 | 0 | 0 | 0
2002-04-27 | Apr | 27 | 5:00 | 44.06 | 90 | 708.6614 | 42519.6864 | 0 | 0 | 0.042074 | 4.1232e-08 | 0.078787 | 0.014246 | 0.24 | 0.70883 | 0 | 0.75338 | 0.0019839 | 0 | #DIV/0! | #DIV/0! | #DIV/0! | #DIV/0! | 0 | 0 | 0 | 0
2002-04-27 | Apr | 27 | 6:00 | 42.98 | 90 | 807.0866 | 48425.1984 | 0 | 0 | 0.041974 | 4.1052e-08 | 0.078955 | 0.014217 | 0.24 | 0.70854 | 0 | 0.75029 | 0.0019882 | 0 | #DIV/0! | #DIV/0! | #DIV/0! | #DIV/0! | 0 | 0 | 0 | 0
2002-04-27 | Apr | 27 | 7:00 | 44.06 | 90 | 905.5118 | 54330.7104 | 0 | 0 | 0.042074 | 4.1232e-08 | 0.078787 | 0.014246 | 0.24 | 0.70883 | 0 | 0.75338 | 0.0019839 | 0 | #DIV/0! | #DIV/0! | #DIV/0! | #DIV/0! | 0 | 0 | 0 | 0
2002-04-27 | Apr | 27 | 8:00 | 44.06 | 80 | 1220.4725 | 73228.3488 | 0 | 0 | 0.042074 | 4.1232e-08 | 0.078787 | 0.014246 | 0.24 | 0.70883 | 0 | 0.75338 | 0.0019839 | 0 | #DIV/0! | #DIV/0! | #DIV/0! | #DIV/0! | 0 | 0 | 0 | 0
2002-04-27 | Apr | 27 | 9:00 | 46.04 | 100 | 1318.8977 | 79133.8608 | 0 | 0 | 0.042257 | 4.1562e-08 | 0.078478 | 0.014297 | 0.24 | 0.70936 | 0 | 0.75908 | 0.0019761 | 0 | #DIV/0! | #DIV/0! | #DIV/0! | #DIV/0! | 0 | 0 | 0 | 0
2002-04-27 | Apr | 27 | 10:00 | 46.04 | 100 | 1220.4725 | 73228.3488 | 0 | 0 | 0.042257 | 4.1562e-08 | 0.078478 | 0.014297 | 0.24 | 0.70936 | 0 | 0.75908 | 0.0019761 | 0 | #DIV/0! | #DIV/0! | #DIV/0! | #DIV/0! | 0 | 0 | 0 | 0
2002-04-27 | Apr | 27 | 11:00 | 46.04 | 100 | 1220.4725 | 73228.3488 | 0 | 0 | 0.042257 | 4.1562e-08 | 0.078478 | 0.014297 | 0.24 | 0.70936 | 0 | 0.75908 | 0.0019761 | 0 | #DIV/0! | #DIV/0! | #DIV/0! | #DIV/0! | 0 | 0 | 0 | 0
2002-04-27 | Apr | 27 | 12:00 | 46.04 | 90 | 905.5118 | 54330.7104 | 0 | 0 | 0.042257 | 4.1562e-08 | 0.078478 | 0.014297 | 0.24 | 0.70936 | 0 | 0.75908 | 0.0019761 | 0 | #DIV/0! | #DIV/0! | #DIV/0! | #DIV/0! | 0 | 0 | 0 | 0
2002-04-27 | Apr | 27 | 13:00 | 44.96 | 100 | 1318.8977 | 79133.8608 | 0 | 0 | 0.042157 | 4.1382e-08 | 0.078646 | 0.014269 | 0.24 | 0.70907 | 0 | 0.75597 | 0.0019804 | 0 | #DIV/0! | #DIV/0! | #DIV/0! | #DIV/0! | 0 | 0 | 0 | 0
2002-04-27 | Apr | 27 | 14:00 | 44.96 | 100 | 1515.7481 | 90944.8848 | 0 | 0 | 0.042157 | 4.1382e-08 | 0.078646 | 0.014269 | 0.24 | 0.70907 | 0 | 0.75597 | 0.0019804 | 0 | #DIV/0! | #DIV/0! | #DIV/0! | #DIV/0! | 0 | 0 | 0 | 0
2002-04-27 | Apr | 27 | 15:00 | 44.96 | 110 | 1830.7087 | 109842.5232 | 0 | 0 | 0.042157 | 4.1382e-08 | 0.078646 | 0.014269 | 0.24 | 0.70907 | 0 | 0.75597 | 0.0019804 | 0 | #DIV/0! | #DIV/0! | #DIV/0! | #DIV/0! | 0 | 0 | 0 | 0
2002-04-27 | Apr | 27 | 16:00 | 44.96 | 110 | 1830.7087 | 109842.5232 | 0 | 0 | 0.042157 | 4.1382e-08 | 0.078646 | 0.014269 | 0.24 | 0.70907 | 0 | 0.75597 | 0.0019804 | 0 | #DIV/0! | #DIV/0! | #DIV/0! | #DIV/0! | 0 | 0 | 0 | 0
2002-04-27 | Apr | 27 | 17:00 | 46.04 | 120 | 2027.5591 | 121653.5472 | 0 | 0 | 0.042257 | 4.1562e-08 | 0.078478 | 0.014297 | 0.24 | 0.70936 | 0 | 0.75908 | 0.0019761 | 0 | #DIV/0! | #DIV/0! | #DIV/0! | #DIV/0! | 0 | 0 | 0 | 0
2002-04-27 | Apr | 27 | 18:00 | 46.94 | 130 | 1732.2835 | 103937.0112 | 0 | 0 | 0.042341 | 4.1712e-08 | 0.078337 | 0.01432 | 0.24 | 0.7096 | 0 | 0.76169 | 0.0019726 | 0 | #DIV/0! | #DIV/0! | #DIV/0! | #DIV/0! | 0 | 0 | 0 | 0
2002-04-27 | Apr | 27 | 19:00 | 46.94 | 140 | 1318.8977 | 79133.8608 | 0 | 0 | 0.042341 | 4.1712e-08 | 0.078337 | 0.01432 | 0.24 | 0.7096 | 0 | 0.76169 | 0.0019726 | 0 | #DIV/0! | #DIV/0! | #DIV/0! | #DIV/0! | 0 | 0 | 0 | 0
2002-04-27 | Apr | 27 | 20:00 | 48.02 | 150 | 1318.8977 | 79133.8608 | 0 | 0 | 0.042441 | 4.1892e-08 | 0.078169 | 0.014349 | 0.24 | 0.70988 | 0 | 0.76482 | 0.0019684 | 0 | #DIV/0! | #DIV/0! | #DIV/0! | #DIV/0! | 0 | 0 | 0 | 0
2002-04-27 | Apr | 27 | 21:00 | 48.02 | 150 | 1220.4725 | 73228.3488 | 0 | 0 | 0.042441 | 4.1892e-08 | 0.078169 | 0.014349 | 0.24 | 0.70988 | 0 | 0.76482 | 0.0019684 | 0 | #DIV/0! | #DIV/0! | #DIV/0! | #DIV/0! | 0 | 0 | 0 | 0
2002-04-27 | Apr | 27 | 22:00 | 48.92 | 150 | 1220.4725 | 73228.3488 | 0 | 0 | 0.042524 | 4.2042e-08 | 0.078028 | 0.014372 | 0.24 | 0.71012 | 0 | 0.76745 | 0.0019649 | 0 | #DIV/0! | #DIV/0! | #DIV/0! | #DIV/0! | 0 | 0 | 0 | 0
2002-04-27 | Apr | 27 | 23:00 | 51.08 | 180 | 1220.4725 | 73228.3488 | 0 | 0 | 0.042712 | 4.2402e-08 | 0.077698 | 0.014428 | 0.24 | 0.71048 | 0 | 0.77373 | 0.0019566 | 0 | #DIV/0! | #DIV/0! | #DIV/0! | #DIV/0! | 0 | 0 | 0 | 0
2002-04-27 | Apr | 27 | 24:00 | 53.06 | 170 | 1023.6221 | 61417.3248 | 0 | 0 | 0.042872 | 4.2732e-08 | 0.077401 | 0.01448 | 0.24 | 0.71061 | 0 | 0.77947 | 0.0019491 | 0 | #DIV/0! | #DIV/0! | #DIV/0! | #DIV/0! | 0 | 0 | 0 | 0
2002-04-28 | Apr | 28 | 1:00 | 53.96 | 190 | 708.6614 | 42519.6864 | 0 | 0 | 0.042945 | 4.2882e-08 | 0.077266 | 0.014503 | 0.24 | 0.71067 | 0 | 0.78209 | 0.0019457 | 0 | #DIV/0! | #DIV/0! | #DIV/0! | #DIV/0! | 0 | 0 | 0 | 0
2002-04-28 | Apr | 28 | 2:00 | 57.02 | 190 | 905.5118 | 54330.7104 | 0 | 0 | 0.043193 | 4.3392e-08 | 0.076807 | 0.014583 | 0.24 | 0.71088 | 0 | 0.79108 | 0.0019342 | 0 | #DIV/0! | #DIV/0! | #DIV/0! | #DIV/0! | 0 | 0 | 0 | 0
2002-04-28 | Apr | 28 | 3:00 | 59 | 240 | 1732.2835 | 103937.0112 | 0 | 0 | 0.043354 | 4.3722e-08 | 0.07651 | 0.014634 | 0.24 | 0.71101 | 0 | 0.79695 | 0.0019268 | 0 | #DIV/0! | #DIV/0! | #DIV/0! | #DIV/0! | 0 | 0 | 0 | 0
2002-04-28 | Apr | 28 | 4:00 | 55.04 | 240 | 1830.7087 | 109842.5232 | 0 | 0 | 0.043033 | 4.3062e-08 | 0.077104 | 0.014531 | 0.24 | 0.71074 | 0 | 0.78525 | 0.0019416 | 0 | #DIV/0! | #DIV/0! | #DIV/0! | #DIV/0! | 0 | 0 | 0 | 0
2002-04-28 | Apr | 28 | 5:00 | 53.06 | 250 | 1417.3229 | 85039.3728 | 0 | 0 | 0.042872 | 4.2732e-08 | 0.077401 | 0.01448 | 0.24 | 0.71061 | 0 | 0.77947 | 0.0019491 | 0 | #DIV/0! | #DIV/0! | #DIV/0! | #DIV/0! | 0 | 0 | 0 | 0
2002-04-28 | Apr | 28 | 6:00 | 50 | 240 | 1614.1733 | 96850.3968 | 0 | 0 | 0.042624 | 4.2222e-08 | 0.07786 | 0.0144 | 0.24 | 0.7104 | 0 | 0.77061 | 0.0019608 | 0 | #DIV/0! | #DIV/0! | #DIV/0! | #DIV/0! | 0 | 0 | 0 | 0
2002-04-28 | Apr | 28 | 7:00 | 46.94 | 260 | 2224.4095 | 133464.5712 | 0 | 0 | 0.042341 | 4.1712e-08 | 0.078337 | 0.01432 | 0.24 | 0.7096 | 0 | 0.76169 | 0.0019726 | 0 | #DIV/0! | #DIV/0! | #DIV/0! | #DIV/0! | 0 | 0 | 0 | 0
2002-04-28 | Apr | 28 | 8:00 | 46.94 | 260 | 1830.7087 | 109842.5232 | 0 | 0 | 0.042341 | 4.1712e-08 | 0.078337 | 0.01432 | 0.24 | 0.7096 | 0 | 0.76169 | 0.0019726 | 0 | #DIV/0! | #DIV/0! | #DIV/0! | #DIV/0! | 0 | 0 | 0 | 0
2002-04-28 | Apr | 28 | 9:00 | 44.06 | 280 | 1830.7087 | 109842.5232 | 0 | 0 | 0.042074 | 4.1232e-08 | 0.078787 | 0.014246 | 0.24 | 0.70883 | 0 | 0.75338 | 0.0019839 | 0 | #DIV/0! | #DIV/0! | #DIV/0! | #DIV/0! | 0 | 0 | 0 | 0
2002-04-28 | Apr | 28 | 10:00 | 44.06 | 310 | 1929.1339 | 115748.0352 | 0 | 0 | 0.042074 | 4.1232e-08 | 0.078787 | 0.014246 | 0.24 | 0.70883 | 0 | 0.75338 | 0.0019839 | 0 | #DIV/0! | #DIV/0! | #DIV/0! | #DIV/0! | 0 | 0 | 0 | 0
2002-04-28 | Apr | 28 | 11:00 | 42.98 | 320 | 1929.1339 | 115748.0352 | 0 | 0 | 0.041974 | 4.1052e-08 | 0.078955 | 0.014217 | 0.24 | 0.70854 | 0 | 0.75029 | 0.0019882 | 0 | #DIV/0! | #DIV/0! | #DIV/0! | #DIV/0! | 0 | 0 | 0 | 0
2002-04-28 | Apr | 28 | 12:00 | 42.08 | 310 | 1515.7481 | 90944.8848 | 0 | 0 | 0.04189 | 4.0902e-08 | 0.079096 | 0.014194 | 0.24 | 0.7083 | 0 | 0.74773 | 0.0019917 | 0 | #DIV/0! | #DIV/0! | #DIV/0! | #DIV/0! | 0 | 0 | 0 | 0
2002-04-28 | Apr | 28 | 13:00 | 42.08 | 320 | 1732.2835 | 103937.0112 | 0 | 0 | 0.04189 | 4.0902e-08 | 0.079096 | 0.014194 | 0.24 | 0.7083 | 0 | 0.74773 | 0.0019917 | 0 | #DIV/0! | #DIV/0! | #DIV/0! | #DIV/0! | 0 | 0 | 0 | 0
2002-04-28 | Apr | 28 | 14:00 | 42.08 | 310 | 1732.2835 | 103937.0112 | 0 | 0 | 0.04189 | 4.0902e-08 | 0.079096 | 0.014194 | 0.24 | 0.7083 | 0 | 0.74773 | 0.0019917 | 0 | #DIV/0! | #DIV/0! | #DIV/0! | #DIV/0! | 0 | 0 | 0 | 0
2002-04-28 | Apr | 28 | 15:00 | 42.08 | 310 | 1515.7481 | 90944.8848 | 0 | 0 | 0.04189 | 4.0902e-08 | 0.079096 | 0.014194 | 0.24 | 0.7083 | 0 | 0.74773 | 0.0019917 | 0 | #DIV/0! | #DIV/0! | #DIV/0! | #DIV/0! | 0 | 0 | 0 | 0
2002-04-28 | Apr | 28 | 16:00 | 42.98 | 320 | 1515.7481 | 90944.8848 | 0 | 0 | 0.041974 | 4.1052e-08 | 0.078955 | 0.014217 | 0.24 | 0.70854 | 0 | 0.75029 | 0.0019882 | 0 | #DIV/0! | #DIV/0! | #DIV/0! | #DIV/0! | 0 | 0 | 0 | 0
2002-04-28 | Apr | 28 | 17:00 | 42.98 | 330 | 1929.1339 | 115748.0352 | 0 | 0 | 0.041974 | 4.1052e-08 | 0.078955 | 0.014217 | 0.24 | 0.70854 | 0 | 0.75029 | 0.0019882 | 0 | #DIV/0! | #DIV/0! | #DIV/0! | #DIV/0! | 0 | 0 | 0 | 0
2002-04-28 | Apr | 28 | 18:00 | 42.98 | 320 | 1732.2835 | 103937.0112 | 0 | 0 | 0.041974 | 4.1052e-08 | 0.078955 | 0.014217 | 0.24 | 0.70854 | 0 | 0.75029 | 0.0019882 | 0 | #DIV/0! | #DIV/0! | #DIV/0! | #DIV/0! | 0 | 0 | 0 | 0
2002-04-28 | Apr | 28 | 19:00 | 42.98 | 10 | 1122.0473 | 67322.8368 | 0 | 0 | 0.041974 | 4.1052e-08 | 0.078955 | 0.014217 | 0.24 | 0.70854 | 0 | 0.75029 | 0.0019882 | 0 | #DIV/0! | #DIV/0! | #DIV/0! | #DIV/0! | 0 | 0 | 0 | 0
2002-04-28 | Apr | 28 | 20:00 | 42.98 | 340 | 610.2362 | 36614.1744 | 0 | 0 | 0.041974 | 4.1052e-08 | 0.078955 | 0.014217 | 0.24 | 0.70854 | 0 | 0.75029 | 0.0019882 | 0 | #DIV/0! | #DIV/0! | #DIV/0! | #DIV/0! | 0 | 0 | 0 | 0
2002-04-28 | Apr | 28 | 21:00 | 42.98 | 330 | 708.6614 | 42519.6864 | 0 | 0 | 0.041974 | 4.1052e-08 | 0.078955 | 0.014217 | 0.24 | 0.70854 | 0 | 0.75029 | 0.0019882 | 0 | #DIV/0! | #DIV/0! | #DIV/0! | #DIV/0! | 0 | 0 | 0 | 0
2002-04-28 | Apr | 28 | 22:00 | 42.08 | 360 | 610.2362 | 36614.1744 | 0 | 0 | 0.04189 | 4.0902e-08 | 0.079096 | 0.014194 | 0.24 | 0.7083 | 0 | 0.74773 | 0.0019917 | 0 | #DIV/0! | #DIV/0! | #DIV/0! | #DIV/0! | 0 | 0 | 0 | 0
2002-04-28 | Apr | 28 | 23:00 | 42.08 | 0 | 0 | 0 | 0 | 0 | 0.04189 | 4.0902e-08 | 0.079096 | 0.014194 | 0.24 | 0.7083 | 0 | 0.74773 | 0.0019917 | 0 | #DIV/0! | #DIV/0! | #DIV/0! | #DIV/0! | 0 | 0 | 0 | 0
2002-04-28 | Apr | 28 | 24:00 | 41 | 90 | 295.2756 | 17716.536 | 0 | 0 | 0.04179 | 4.0722e-08 | 0.079264 | 0.014166 | 0.24 | 0.70801 | 0 | 0.74466 | 0.001996 | 0 | #DIV/0! | #DIV/0! | #DIV/0! | #DIV/0! | 0 | 0 | 0 | 0
2002-04-29 | Apr | 29 | 1:00 | 39.92 | 0 | 0 | 0 | 0 | 0 | 0.041696 | 4.0547e-08 | 0.079433 | 0.014138 | 0.24 | 0.70781 | 0 | 0.74161 | 0.0020003 | 0 | #DIV/0! | #DIV/0! | #DIV/0! | #DIV/0! | 0 | 0 | 0 | 0
2002-04-29 | Apr | 29 | 2:00 | 41 | 0 | 0 | 0 | 0 | 0 | 0.04179 | 4.0722e-08 | 0.079264 | 0.014166 | 0.24 | 0.70801 | 0 | 0.74466 | 0.001996 | 0 | #DIV/0! | #DIV/0! | #DIV/0! | #DIV/0! | 0 | 0 | 0 | 0
2002-04-29 | Apr | 29 | 3:00 | 42.08 | 240 | 413.3858 | 24803.1504 | 0 | 0 | 0.04189 | 4.0902e-08 | 0.079096 | 0.014194 | 0.24 | 0.7083 | 0 | 0.74773 | 0.0019917 | 0 | #DIV/0! | #DIV/0! | #DIV/0! | #DIV/0! | 0 | 0 | 0 | 0
2002-04-29 | Apr | 29 | 4:00 | 42.08 | 200 | 295.2756 | 17716.536 | 0 | 0 | 0.04189 | 4.0902e-08 | 0.079096 | 0.014194 | 0.24 | 0.7083 | 0 | 0.74773 | 0.0019917 | 0 | #DIV/0! | #DIV/0! | #DIV/0! | #DIV/0! | 0 | 0 | 0 | 0
2002-04-29 | Apr | 29 | 5:00 | 42.08 | 230 | 413.3858 | 24803.1504 | 0 | 0 | 0.04189 | 4.0902e-08 | 0.079096 | 0.014194 | 0.24 | 0.7083 | 0 | 0.74773 | 0.0019917 | 0 | #DIV/0! | #DIV/0! | #DIV/0! | #DIV/0! | 0 | 0 | 0 | 0
2002-04-29 | Apr | 29 | 6:00 | 42.98 | 260 | 610.2362 | 36614.1744 | 0 | 0 | 0.041974 | 4.1052e-08 | 0.078955 | 0.014217 | 0.24 | 0.70854 | 0 | 0.75029 | 0.0019882 | 0 | #DIV/0! | #DIV/0! | #DIV/0! | #DIV/0! | 0 | 0 | 0 | 0
2002-04-29 | Apr | 29 | 7:00 | 44.06 | 290 | 1023.6221 | 61417.3248 | 0 | 0 | 0.042074 | 4.1232e-08 | 0.078787 | 0.014246 | 0.24 | 0.70883 | 0 | 0.75338 | 0.0019839 | 0 | #DIV/0! | #DIV/0! | #DIV/0! | #DIV/0! | 0 | 0 | 0 | 0
2002-04-29 | Apr | 29 | 8:00 | 44.96 | 270 | 1318.8977 | 79133.8608 | 0 | 0 | 0.042157 | 4.1382e-08 | 0.078646 | 0.014269 | 0.24 | 0.70907 | 0 | 0.75597 | 0.0019804 | 0 | #DIV/0! | #DIV/0! | #DIV/0! | #DIV/0! | 0 | 0 | 0 | 0
2002-04-29 | Apr | 29 | 9:00 | 46.94 | 280 | 708.6614 | 42519.6864 | 0 | 0 | 0.042341 | 4.1712e-08 | 0.078337 | 0.01432 | 0.24 | 0.7096 | 0 | 0.76169 | 0.0019726 | 0 | #DIV/0! | #DIV/0! | #DIV/0! | #DIV/0! | 0 | 0 | 0 | 0
2002-04-29 | Apr | 29 | 10:00 | 48.92 | 270 | 1122.0473 | 67322.8368 | 0 | 0 | 0.042524 | 4.2042e-08 | 0.078028 | 0.014372 | 0.24 | 0.71012 | 0 | 0.76745 | 0.0019649 | 0 | #DIV/0! | #DIV/0! | #DIV/0! | #DIV/0! | 0 | 0 | 0 | 0
2002-04-29 | Apr | 29 | 11:00 | 50 | 240 | 1417.3229 | 85039.3728 | 0 | 0 | 0.042624 | 4.2222e-08 | 0.07786 | 0.0144 | 0.24 | 0.7104 | 0 | 0.77061 | 0.0019608 | 0 | #DIV/0! | #DIV/0! | #DIV/0! | #DIV/0! | 0 | 0 | 0 | 0
2002-04-29 | Apr | 29 | 12:00 | 50 | 250 | 1122.0473 | 67322.8368 | 0 | 0 | 0.042624 | 4.2222e-08 | 0.07786 | 0.0144 | 0.24 | 0.7104 | 0 | 0.77061 | 0.0019608 | 0 | #DIV/0! | #DIV/0! | #DIV/0! | #DIV/0! | 0 | 0 | 0 | 0
2002-04-29 | Apr | 29 | 13:00 | 51.98 | 260 | 1220.4725 | 73228.3488 | 0 | 0 | 0.042785 | 4.2552e-08 | 0.077563 | 0.014451 | 0.24 | 0.71054 | 0 | 0.77633 | 0.0019532 | 0 | #DIV/0! | #DIV/0! | #DIV/0! | #DIV/0! | 0 | 0 | 0 | 0
2002-04-29 | Apr | 29 | 14:00 | 57.02 | 260 | 1318.8977 | 79133.8608 | 0 | 0 | 0.043193 | 4.3392e-08 | 0.076807 | 0.014583 | 0.24 | 0.71088 | 0 | 0.79108 | 0.0019342 | 0 | #DIV/0! | #DIV/0! | #DIV/0! | #DIV/0! | 0 | 0 | 0 | 0
2002-04-29 | Apr | 29 | 15:00 | 59 | 270 | 1220.4725 | 73228.3488 | 0 | 0 | 0.043354 | 4.3722e-08 | 0.07651 | 0.014634 | 0.24 | 0.71101 | 0 | 0.79695 | 0.0019268 | 0 | #DIV/0! | #DIV/0! | #DIV/0! | #DIV/0! | 0 | 0 | 0 | 0
2002-04-29 | Apr | 29 | 16:00 | 60.08 | 280 | 1023.6221 | 61417.3248 | 0 | 0 | 0.043441 | 4.3902e-08 | 0.076348 | 0.014662 | 0.24 | 0.71108 | 0 | 0.80017 | 0.0019228 | 0 | #DIV/0! | #DIV/0! | #DIV/0! | #DIV/0! | 0 | 0 | 0 | 0
2002-04-29 | Apr | 29 | 17:00 | 60.98 | 270 | 1023.6221 | 61417.3248 | 0 | 0 | 0.043514 | 4.4052e-08 | 0.076219 | 0.014685 | 0.24 | 0.71114 | 0 | 0.80281 | 0.0019195 | 0 | #DIV/0! | #DIV/0! | #DIV/0! | #DIV/0! | 0 | 0 | 0 | 0
2002-04-29 | Apr | 29 | 18:00 | 60.08 | 260 | 1220.4725 | 73228.3488 | 0 | 0 | 0.043441 | 4.3902e-08 | 0.076348 | 0.014662 | 0.24 | 0.71108 | 0 | 0.80017 | 0.0019228 | 0 | #DIV/0! | #DIV/0! | #DIV/0! | #DIV/0! | 0 | 0 | 0 | 0
2002-04-29 | Apr | 29 | 19:00 | 57.92 | 240 | 610.2362 | 36614.1744 | 0 | 0 | 0.043266 | 4.3542e-08 | 0.076672 | 0.014606 | 0.24 | 0.71094 | 0 | 0.79374 | 0.0019308 | 0 | #DIV/0! | #DIV/0! | #DIV/0! | #DIV/0! | 0 | 0 | 0 | 0
2002-04-29 | Apr | 29 | 20:00 | 55.94 | 220 | 708.6614 | 42519.6864 | 0 | 0 | 0.043106 | 4.3212e-08 | 0.076969 | 0.014554 | 0.24 | 0.71081 | 0 | 0.7879 | 0.0019382 | 0 | #DIV/0! | #DIV/0! | #DIV/0! | #DIV/0! | 0 | 0 | 0 | 0
2002-04-29 | Apr | 29 | 21:00 | 53.96 | 220 | 511.811 | 30708.6624 | 0 | 0 | 0.042945 | 4.2882e-08 | 0.077266 | 0.014503 | 0.24 | 0.71067 | 0 | 0.78209 | 0.0019457 | 0 | #DIV/0! | #DIV/0! | #DIV/0! | #DIV/0! | 0 | 0 | 0 | 0
2002-04-29 | Apr | 29 | 22:00 | 53.06 | 230 | 807.0866 | 48425.1984 | 0 | 0 | 0.042872 | 4.2732e-08 | 0.077401 | 0.01448 | 0.24 | 0.71061 | 0 | 0.77947 | 0.0019491 | 0 | #DIV/0! | #DIV/0! | #DIV/0! | #DIV/0! | 0 | 0 | 0 | 0
2002-04-29 | Apr | 29 | 23:00 | 53.06 | 230 | 807.0866 | 48425.1984 | 0 | 0 | 0.042872 | 4.2732e-08 | 0.077401 | 0.01448 | 0.24 | 0.71061 | 0 | 0.77947 | 0.0019491 | 0 | #DIV/0! | #DIV/0! | #DIV/0! | #DIV/0! | 0 | 0 | 0 | 0
2002-04-29 | Apr | 29 | 24:00 | 53.06 | 230 | 905.5118 | 54330.7104 | 0 | 0 | 0.042872 | 4.2732e-08 | 0.077401 | 0.01448 | 0.24 | 0.71061 | 0 | 0.77947 | 0.0019491 | 0 | #DIV/0! | #DIV/0! | #DIV/0! | #DIV/0! | 0 | 0 | 0 | 0
2002-04-30 | Apr | 30 | 1:00 | 53.06 | 260 | 905.5118 | 54330.7104 | 0 | 0 | 0.042872 | 4.2732e-08 | 0.077401 | 0.01448 | 0.24 | 0.71061 | 0 | 0.77947 | 0.0019491 | 0 | #DIV/0! | #DIV/0! | #DIV/0! | #DIV/0! | 0 | 0 | 0 | 0
2002-04-30 | Apr | 30 | 2:00 | 51.98 | 280 | 807.0866 | 48425.1984 | 0 | 0 | 0.042785 | 4.2552e-08 | 0.077563 | 0.014451 | 0.24 | 0.71054 | 0 | 0.77633 | 0.0019532 | 0 | #DIV/0! | #DIV/0! | #DIV/0! | #DIV/0! | 0 | 0 | 0 | 0
2002-04-30 | Apr | 30 | 3:00 | 51.98 | 310 | 708.6614 | 42519.6864 | 0 | 0 | 0.042785 | 4.2552e-08 | 0.077563 | 0.014451 | 0.24 | 0.71054 | 0 | 0.77633 | 0.0019532 | 0 | #DIV/0! | #DIV/0! | #DIV/0! | #DIV/0! | 0 | 0 | 0 | 0
2002-04-30 | Apr | 30 | 4:00 | 51.98 | 300 | 610.2362 | 36614.1744 | 0 | 0 | 0.042785 | 4.2552e-08 | 0.077563 | 0.014451 | 0.24 | 0.71054 | 0 | 0.77633 | 0.0019532 | 0 | #DIV/0! | #DIV/0! | #DIV/0! | #DIV/0! | 0 | 0 | 0 | 0
2002-04-30 | Apr | 30 | 5:00 | 51.98 | 340 | 708.6614 | 42519.6864 | 0 | 0 | 0.042785 | 4.2552e-08 | 0.077563 | 0.014451 | 0.24 | 0.71054 | 0 | 0.77633 | 0.0019532 | 0 | #DIV/0! | #DIV/0! | #DIV/0! | #DIV/0! | 0 | 0 | 0 | 0
2002-04-30 | Apr | 30 | 6:00 | 51.08 | 330 | 1023.6221 | 61417.3248 | 0 | 0 | 0.042712 | 4.2402e-08 | 0.077698 | 0.014428 | 0.24 | 0.71048 | 0 | 0.77373 | 0.0019566 | 0 | #DIV/0! | #DIV/0! | #DIV/0! | #DIV/0! | 0 | 0 | 0 | 0
2002-04-30 | Apr | 30 | 7:00 | 51.98 | 340 | 708.6614 | 42519.6864 | 0 | 0 | 0.042785 | 4.2552e-08 | 0.077563 | 0.014451 | 0.24 | 0.71054 | 0 | 0.77633 | 0.0019532 | 0 | #DIV/0! | #DIV/0! | #DIV/0! | #DIV/0! | 0 | 0 | 0 | 0
2002-04-30 | Apr | 30 | 8:00 | 53.06 | 320 | 610.2362 | 36614.1744 | 0 | 0 | 0.042872 | 4.2732e-08 | 0.077401 | 0.01448 | 0.24 | 0.71061 | 0 | 0.77947 | 0.0019491 | 0 | #DIV/0! | #DIV/0! | #DIV/0! | #DIV/0! | 0 | 0 | 0 | 0
2002-04-30 | Apr | 30 | 9:00 | 53.96 | 310 | 1023.6221 | 61417.3248 | 0 | 0 | 0.042945 | 4.2882e-08 | 0.077266 | 0.014503 | 0.24 | 0.71067 | 0 | 0.78209 | 0.0019457 | 0 | #DIV/0! | #DIV/0! | #DIV/0! | #DIV/0! | 0 | 0 | 0 | 0
2002-04-30 | Apr | 30 | 10:00 | 53.96 | 260 | 708.6614 | 42519.6864 | 0 | 0 | 0.042945 | 4.2882e-08 | 0.077266 | 0.014503 | 0.24 | 0.71067 | 0 | 0.78209 | 0.0019457 | 0 | #DIV/0! | #DIV/0! | #DIV/0! | #DIV/0! | 0 | 0 | 0 | 0
2002-04-30 | Apr | 30 | 11:00 | 55.04 | 340 | 511.811 | 30708.6624 | 0 | 0 | 0.043033 | 4.3062e-08 | 0.077104 | 0.014531 | 0.24 | 0.71074 | 0 | 0.78525 | 0.0019416 | 0 | #DIV/0! | #DIV/0! | #DIV/0! | #DIV/0! | 0 | 0 | 0 | 0
2002-04-30 | Apr | 30 | 12:00 | 55.94 | 320 | 413.3858 | 24803.1504 | 0 | 0 | 0.043106 | 4.3212e-08 | 0.076969 | 0.014554 | 0.24 | 0.71081 | 0 | 0.7879 | 0.0019382 | 0 | #DIV/0! | #DIV/0! | #DIV/0! | #DIV/0! | 0 | 0 | 0 | 0
2002-04-30 | Apr | 30 | 13:00 | 55.94 | 0 | 0 | 0 | 0 | 0 | 0.043106 | 4.3212e-08 | 0.076969 | 0.014554 | 0.24 | 0.71081 | 0 | 0.7879 | 0.0019382 | 0 | #DIV/0! | #DIV/0! | #DIV/0! | #DIV/0! | 0 | 0 | 0 | 0
2002-04-30 | Apr | 30 | 14:00 | 57.92 | 290 | 295.2756 | 17716.536 | 0 | 0 | 0.043266 | 4.3542e-08 | 0.076672 | 0.014606 | 0.24 | 0.71094 | 0 | 0.79374 | 0.0019308 | 0 | #DIV/0! | #DIV/0! | #DIV/0! | #DIV/0! | 0 | 0 | 0 | 0
2002-04-30 | Apr | 30 | 15:00 | 57.92 | 220 | 295.2756 | 17716.536 | 0 | 0 | 0.043266 | 4.3542e-08 | 0.076672 | 0.014606 | 0.24 | 0.71094 | 0 | 0.79374 | 0.0019308 | 0 | #DIV/0! | #DIV/0! | #DIV/0! | #DIV/0! | 0 | 0 | 0 | 0
2002-04-30 | Apr | 30 | 16:00 | 59 | 200 | 413.3858 | 24803.1504 | 0 | 0 | 0.043354 | 4.3722e-08 | 0.07651 | 0.014634 | 0.24 | 0.71101 | 0 | 0.79695 | 0.0019268 | 0 | #DIV/0! | #DIV/0! | #DIV/0! | #DIV/0! | 0 | 0 | 0 | 0
2002-04-30 | Apr | 30 | 17:00 | 59 | 170 | 413.3858 | 24803.1504 | 0 | 0 | 0.043354 | 4.3722e-08 | 0.07651 | 0.014634 | 0.24 | 0.71101 | 0 | 0.79695 | 0.0019268 | 0 | #DIV/0! | #DIV/0! | #DIV/0! | #DIV/0! | 0 | 0 | 0 | 0
2002-04-30 | Apr | 30 | 18:00 | 55.04 | 140 | 905.5118 | 54330.7104 | 0 | 0 | 0.043033 | 4.3062e-08 | 0.077104 | 0.014531 | 0.24 | 0.71074 | 0 | 0.78525 | 0.0019416 | 0 | #DIV/0! | #DIV/0! | #DIV/0! | #DIV/0! | 0 | 0 | 0 | 0
2002-04-30 | Apr | 30 | 19:00 | 53.06 | 140 | 807.0866 | 48425.1984 | 0 | 0 | 0.042872 | 4.2732e-08 | 0.077401 | 0.01448 | 0.24 | 0.71061 | 0 | 0.77947 | 0.0019491 | 0 | #DIV/0! | #DIV/0! | #DIV/0! | #DIV/0! | 0 | 0 | 0 | 0
2002-04-30 | Apr | 30 | 20:00 | 51.98 | 210 | 413.3858 | 24803.1504 | 0 | 0 | 0.042785 | 4.2552e-08 | 0.077563 | 0.014451 | 0.24 | 0.71054 | 0 | 0.77633 | 0.0019532 | 0 | #DIV/0! | #DIV/0! | #DIV/0! | #DIV/0! | 0 | 0 | 0 | 0
2002-04-30 | Apr | 30 | 21:00 | 51.08 | 0 | 0 | 0 | 0 | 0 | 0.042712 | 4.2402e-08 | 0.077698 | 0.014428 | 0.24 | 0.71048 | 0 | 0.77373 | 0.0019566 | 0 | #DIV/0! | #DIV/0! | #DIV/0! | #DIV/0! | 0 | 0 | 0 | 0
2002-04-30 | Apr | 30 | 22:00 | 49.64 | 190 | 78.7402 | 4724.4096 | 0 | 0 | 0.042591 | 4.2162e-08 | 0.077916 | 0.014391 | 0.24 | 0.71031 | 0 | 0.76956 | 0.0019622 | 0 | #DIV/0! | #DIV/0! | #DIV/0! | #DIV/0! | 0 | 0 | 0 | 0
2002-04-30 | Apr | 30 | 23:00 | 48.2 | 170 | 137.7953 | 8267.7168 | 0 | 0 | 0.042457 | 4.1922e-08 | 0.078141 | 0.014353 | 0.24 | 0.70993 | 0 | 0.76535 | 0.0019677 | 0 | #DIV/0! | #DIV/0! | #DIV/0! | #DIV/0! | 0 | 0 | 0 | 0
2002-04-30 | Apr | 30 | 24:00 | 46.76 | 170 | 216.5354 | 12992.1264 | 0 | 0 | 0.042324 | 4.1682e-08 | 0.078365 | 0.014316 | 0.24 | 0.70955 | 0 | 0.76116 | 0.0019733 | 0 | #DIV/0! | #DIV/0! | #DIV/0! | #DIV/0! | 0 | 0 | 0 | 0
1980-05-01 | May | 1 | 1:00 | 45.32 | 270 | 295.2756 | 17716.536 | 0 | 0 | 0.04219 | 4.1442e-08 | 0.07859 | 0.014278 | 0.24 | 0.70917 | 0 | 0.757 | 0.0019789 | 0 | #DIV/0! | #DIV/0! | #DIV/0! | #DIV/0! | 0 | 0 | 0 | 0
1980-05-01 | May | 1 | 2:00 | 43.88 | 240 | 374.0158 | 22440.9456 | 0 | 0 | 0.042057 | 4.1202e-08 | 0.078815 | 0.014241 | 0.24 | 0.70878 | 0 | 0.75287 | 0.0019846 | 0 | #DIV/0! | #DIV/0! | #DIV/0! | #DIV/0! | 0 | 0 | 0 | 0
1980-05-01 | May | 1 | 3:00 | 42.44 | 200 | 433.0709 | 25984.2528 | 0 | 0 | 0.041924 | 4.0962e-08 | 0.079039 | 0.014203 | 0.24 | 0.7084 | 0 | 0.74875 | 0.0019903 | 0 | #DIV/0! | #DIV/0! | #DIV/0! | #DIV/0! | 0 | 0 | 0 | 0
1980-05-01 | May | 1 | 4:00 | 41 | 190 | 511.811 | 30708.6624 | 0 | 0 | 0.04179 | 4.0722e-08 | 0.079264 | 0.014166 | 0.24 | 0.70801 | 0 | 0.74466 | 0.001996 | 0 | #DIV/0! | #DIV/0! | #DIV/0! | #DIV/0! | 0 | 0 | 0 | 0
1980-05-01 | May | 1 | 5:00 | 44.06 | 140 | 610.2362 | 36614.1744 | 0 | 0 | 0.042074 | 4.1232e-08 | 0.078787 | 0.014246 | 0.24 | 0.70883 | 0 | 0.75338 | 0.0019839 | 0 | #DIV/0! | #DIV/0! | #DIV/0! | #DIV/0! | 0 | 0 | 0 | 0
1980-05-01 | May | 1 | 6:00 | 46.04 | 30 | 413.3858 | 24803.1504 | 0 | 0 | 0.042257 | 4.1562e-08 | 0.078478 | 0.014297 | 0.24 | 0.70936 | 0 | 0.75908 | 0.0019761 | 0 | #DIV/0! | #DIV/0! | #DIV/0! | #DIV/0! | 0 | 0 | 0 | 0
1980-05-01 | May | 1 | 7:00 | 53.96 | 150 | 511.811 | 30708.6624 | 0 | 0 | 0.042945 | 4.2882e-08 | 0.077266 | 0.014503 | 0.24 | 0.71067 | 0 | 0.78209 | 0.0019457 | 0 | #DIV/0! | #DIV/0! | #DIV/0! | #DIV/0! | 0 | 0 | 0 | 0
1980-05-01 | May | 1 | 8:00 | 55.94 | 140 | 511.811 | 30708.6624 | 0 | 0 | 0.043106 | 4.3212e-08 | 0.076969 | 0.014554 | 0.24 | 0.71081 | 0 | 0.7879 | 0.0019382 | 0 | #DIV/0! | #DIV/0! | #DIV/0! | #DIV/0! | 0 | 0 | 0 | 0
1980-05-01 | May | 1 | 9:00 | 57.92 | 240 | 413.3858 | 24803.1504 | 0 | 0 | 0.043266 | 4.3542e-08 | 0.076672 | 0.014606 | 0.24 | 0.71094 | 0 | 0.79374 | 0.0019308 | 0 | #DIV/0! | #DIV/0! | #DIV/0! | #DIV/0! | 0 | 0 | 0 | 0
1980-05-01 | May | 1 | 10:00 | 59 | 300 | 295.2756 | 17716.536 | 0 | 0 | 0.043354 | 4.3722e-08 | 0.07651 | 0.014634 | 0.24 | 0.71101 | 0 | 0.79695 | 0.0019268 | 0 | #DIV/0! | #DIV/0! | #DIV/0! | #DIV/0! | 0 | 0 | 0 | 0
1980-05-01 | May | 1 | 11:00 | 60.08 | 330 | 511.811 | 30708.6624 | 0 | 0 | 0.043441 | 4.3902e-08 | 0.076348 | 0.014662 | 0.24 | 0.71108 | 0 | 0.80017 | 0.0019228 | 0 | #DIV/0! | #DIV/0! | #DIV/0! | #DIV/0! | 0 | 0 | 0 | 0
1980-05-01 | May | 1 | 12:00 | 60.98 | 30 | 413.3858 | 24803.1504 | 0 | 0 | 0.043514 | 4.4052e-08 | 0.076219 | 0.014685 | 0.24 | 0.71114 | 0 | 0.80281 | 0.0019195 | 0 | #DIV/0! | #DIV/0! | #DIV/0! | #DIV/0! | 0 | 0 | 0 | 0
1980-05-01 | May | 1 | 13:00 | 60.08 | 360 | 511.811 | 30708.6624 | 0 | 0 | 0.043441 | 4.3902e-08 | 0.076348 | 0.014662 | 0.24 | 0.71108 | 0 | 0.80017 | 0.0019228 | 0 | #DIV/0! | #DIV/0! | #DIV/0! | #DIV/0! | 0 | 0 | 0 | 0
1980-05-01 | May | 1 | 14:00 | 59 | 180 | 610.2362 | 36614.1744 | 0 | 0 | 0.043354 | 4.3722e-08 | 0.07651 | 0.014634 | 0.24 | 0.71101 | 0 | 0.79695 | 0.0019268 | 0 | #DIV/0! | #DIV/0! | #DIV/0! | #DIV/0! | 0 | 0 | 0 | 0
1980-05-01 | May | 1 | 15:00 | 60.98 | 220 | 708.6614 | 42519.6864 | 0 | 0 | 0.043514 | 4.4052e-08 | 0.076219 | 0.014685 | 0.24 | 0.71114 | 0 | 0.80281 | 0.0019195 | 0 | #DIV/0! | #DIV/0! | #DIV/0! | #DIV/0! | 0 | 0 | 0 | 0
1980-05-01 | May | 1 | 16:00 | 60.98 | 210 | 413.3858 | 24803.1504 | 0 | 0 | 0.043514 | 4.4052e-08 | 0.076219 | 0.014685 | 0.24 | 0.71114 | 0 | 0.80281 | 0.0019195 | 0 | #DIV/0! | #DIV/0! | #DIV/0! | #DIV/0! | 0 | 0 | 0 | 0
1980-05-01 | May | 1 | 17:00 | 62.06 | 70 | 511.811 | 30708.6624 | 0 | 0 | 0.043602 | 4.4232e-08 | 0.076063 | 0.014714 | 0.24 | 0.71121 | 0 | 0.80599 | 0.0019155 | 0 | #DIV/0! | #DIV/0! | #DIV/0! | #DIV/0! | 0 | 0 | 0 | 0
1980-05-01 | May | 1 | 18:00 | 60.98 | 160 | 413.3858 | 24803.1504 | 0 | 0 | 0.043514 | 4.4052e-08 | 0.076219 | 0.014685 | 0.24 | 0.71114 | 0 | 0.80281 | 0.0019195 | 0 | #DIV/0! | #DIV/0! | #DIV/0! | #DIV/0! | 0 | 0 | 0 | 0
1980-05-01 | May | 1 | 19:00 | 57.02 | 190 | 413.3858 | 24803.1504 | 0 | 0 | 0.043193 | 4.3392e-08 | 0.076807 | 0.014583 | 0.24 | 0.71088 | 0 | 0.79108 | 0.0019342 | 0 | #DIV/0! | #DIV/0! | #DIV/0! | #DIV/0! | 0 | 0 | 0 | 0
1980-05-01 | May | 1 | 20:00 | 53.96 | 110 | 610.2362 | 36614.1744 | 0 | 0 | 0.042945 | 4.2882e-08 | 0.077266 | 0.014503 | 0.24 | 0.71067 | 0 | 0.78209 | 0.0019457 | 0 | #DIV/0! | #DIV/0! | #DIV/0! | #DIV/0! | 0 | 0 | 0 | 0
1980-05-01 | May | 1 | 21:00 | 51.98 | 100 | 610.2362 | 36614.1744 | 0 | 0 | 0.042785 | 4.2552e-08 | 0.077563 | 0.014451 | 0.24 | 0.71054 | 0 | 0.77633 | 0.0019532 | 0 | #DIV/0! | #DIV/0! | #DIV/0! | #DIV/0! | 0 | 0 | 0 | 0
1980-05-01 | May | 1 | 22:00 | 50 | 90 | 610.2362 | 36614.1744 | 0 | 0 | 0.042624 | 4.2222e-08 | 0.07786 | 0.0144 | 0.24 | 0.7104 | 0 | 0.77061 | 0.0019608 | 0 | #DIV/0! | #DIV/0! | #DIV/0! | #DIV/0! | 0 | 0 | 0 | 0
1980-05-01 | May | 1 | 23:00 | 46.94 | 60 | 610.2362 | 36614.1744 | 0 | 0 | 0.042341 | 4.1712e-08 | 0.078337 | 0.01432 | 0.24 | 0.7096 | 0 | 0.76169 | 0.0019726 | 0 | #DIV/0! | #DIV/0! | #DIV/0! | #DIV/0! | 0 | 0 | 0 | 0
1980-05-01 | May | 1 | 24:00 | 46.04 | 40 | 511.811 | 30708.6624 | 0 | 0 | 0.042257 | 4.1562e-08 | 0.078478 | 0.014297 | 0.24 | 0.70936 | 0 | 0.75908 | 0.0019761 | 0 | #DIV/0! | #DIV/0! | #DIV/0! | #DIV/0! | 0 | 0 | 0 | 0
1980-05-02 | May | 2 | 1:00 | 46.04 | 120 | 413.3858 | 24803.1504 | 0 | 0 | 0.042257 | 4.1562e-08 | 0.078478 | 0.014297 | 0.24 | 0.70936 | 0 | 0.75908 | 0.0019761 | 0 | #DIV/0! | #DIV/0! | #DIV/0! | #DIV/0! | 0 | 0 | 0 | 0
1980-05-02 | May | 2 | 2:00 | 44.96 | 10 | 413.3858 | 24803.1504 | 0 | 0 | 0.042157 | 4.1382e-08 | 0.078646 | 0.014269 | 0.24 | 0.70907 | 0 | 0.75597 | 0.0019804 | 0 | #DIV/0! | #DIV/0! | #DIV/0! | #DIV/0! | 0 | 0 | 0 | 0
1980-05-02 | May | 2 | 3:00 | 44.06 | 10 | 413.3858 | 24803.1504 | 0 | 0 | 0.042074 | 4.1232e-08 | 0.078787 | 0.014246 | 0.24 | 0.70883 | 0 | 0.75338 | 0.0019839 | 0 | #DIV/0! | #DIV/0! | #DIV/0! | #DIV/0! | 0 | 0 | 0 | 0
1980-05-02 | May | 2 | 4:00 | 44.96 | 300 | 413.3858 | 24803.1504 | 0 | 0 | 0.042157 | 4.1382e-08 | 0.078646 | 0.014269 | 0.24 | 0.70907 | 0 | 0.75597 | 0.0019804 | 0 | #DIV/0! | #DIV/0! | #DIV/0! | #DIV/0! | 0 | 0 | 0 | 0
1980-05-02 | May | 2 | 5:00 | 44.06 | 170 | 295.2756 | 17716.536 | 0 | 0 | 0.042074 | 4.1232e-08 | 0.078787 | 0.014246 | 0.24 | 0.70883 | 0 | 0.75338 | 0.0019839 | 0 | #DIV/0! | #DIV/0! | #DIV/0! | #DIV/0! | 0 | 0 | 0 | 0
1980-05-02 | May | 2 | 6:00 | 44.96 | 320 | 295.2756 | 17716.536 | 0 | 0 | 0.042157 | 4.1382e-08 | 0.078646 | 0.014269 | 0.24 | 0.70907 | 0 | 0.75597 | 0.0019804 | 0 | #DIV/0! | #DIV/0! | #DIV/0! | #DIV/0! | 0 | 0 | 0 | 0
1980-05-02 | May | 2 | 7:00 | 46.94 | 230 | 413.3858 | 24803.1504 | 0 | 0 | 0.042341 | 4.1712e-08 | 0.078337 | 0.01432 | 0.24 | 0.7096 | 0 | 0.76169 | 0.0019726 | 0 | #DIV/0! | #DIV/0! | #DIV/0! | #DIV/0! | 0 | 0 | 0 | 0
1980-05-02 | May | 2 | 8:00 | 53.06 | 320 | 295.2756 | 17716.536 | 0 | 0 | 0.042872 | 4.2732e-08 | 0.077401 | 0.01448 | 0.24 | 0.71061 | 0 | 0.77947 | 0.0019491 | 0 | #DIV/0! | #DIV/0! | #DIV/0! | #DIV/0! | 0 | 0 | 0 | 0
1980-05-02 | May | 2 | 9:00 | 60.08 | 230 | 610.2362 | 36614.1744 | 0 | 0 | 0.043441 | 4.3902e-08 | 0.076348 | 0.014662 | 0.24 | 0.71108 | 0 | 0.80017 | 0.0019228 | 0 | #DIV/0! | #DIV/0! | #DIV/0! | #DIV/0! | 0 | 0 | 0 | 0
1980-05-02 | May | 2 | 10:00 | 66.02 | 320 | 511.811 | 30708.6624 | 0 | 0 | 0.043923 | 4.4892e-08 | 0.075493 | 0.014817 | 0.24 | 0.71147 | 0 | 0.81776 | 0.0019011 | 0 | #DIV/0! | #DIV/0! | #DIV/0! | #DIV/0! | 0 | 0 | 0 | 0
1980-05-02 | May | 2 | 11:00 | 69.08 | 30 | 610.2362 | 36614.1744 | 0 | 0 | 0.044171 | 4.5402e-08 | 0.075052 | 0.014896 | 0.24 | 0.71167 | 0 | 0.82698 | 0.0018901 | 0 | #DIV/0! | #DIV/0! | #DIV/0! | #DIV/0! | 0 | 0 | 0 | 0
1980-05-02 | May | 2 | 12:00 | 71.96 | 320 | 807.0866 | 48425.1984 | 0 | 0 | 0.044336 | 4.5828e-08 | 0.074648 | 0.014971 | 0.24 | 0.71076 | 0 | 0.83565 | 0.0018798 | 0 | #DIV/0! | #DIV/0! | #DIV/0! | #DIV/0! | 0 | 0 | 0 | 0
1980-05-02 | May | 2 | 13:00 | 73.04 | 20 | 708.6614 | 42519.6864 | 0 | 0 | 0.044387 | 4.5978e-08 | 0.074497 | 0.014999 | 0.24 | 0.71023 | 0 | 0.8389 | 0.001876 | 0 | #DIV/0! | #DIV/0! | #DIV/0! | #DIV/0! | 0 | 0 | 0 | 0
1980-05-02 | May | 2 | 14:00 | 75.02 | 20 | 807.0866 | 48425.1984 | 0 | 0 | 0.044478 | 4.6253e-08 | 0.074222 | 0.015051 | 0.24 | 0.70926 | 0 | 0.8449 | 0.0018691 | 0 | #DIV/0! | #DIV/0! | #DIV/0! | #DIV/0! | 0 | 0 | 0 | 0
1980-05-02 | May | 2 | 15:00 | 73.94 | 30 | 1417.3229 | 85039.3728 | 0 | 0 | 0.044428 | 4.6103e-08 | 0.074372 | 0.015022 | 0.24 | 0.70979 | 0 | 0.84162 | 0.0018729 | 0 | #DIV/0! | #DIV/0! | #DIV/0! | #DIV/0! | 0 | 0 | 0 | 0
1980-05-02 | May | 2 | 16:00 | 73.04 | 60 | 1220.4725 | 73228.3488 | 0 | 0 | 0.044387 | 4.5978e-08 | 0.074497 | 0.014999 | 0.24 | 0.71023 | 0 | 0.8389 | 0.001876 | 0 | #DIV/0! | #DIV/0! | #DIV/0! | #DIV/0! | 0 | 0 | 0 | 0
1980-05-02 | May | 2 | 17:00 | 69.98 | 70 | 1023.6221 | 61417.3248 | 0 | 0 | 0.044244 | 4.5552e-08 | 0.074923 | 0.014919 | 0.24 | 0.71173 | 0 | 0.82971 | 0.0018869 | 0 | #DIV/0! | #DIV/0! | #DIV/0! | #DIV/0! | 0 | 0 | 0 | 0
1980-05-02 | May | 2 | 18:00 | 66.02 | 80 | 610.2362 | 36614.1744 | 0 | 0 | 0.043923 | 4.4892e-08 | 0.075493 | 0.014817 | 0.24 | 0.71147 | 0 | 0.81776 | 0.0019011 | 0 | #DIV/0! | #DIV/0! | #DIV/0! | #DIV/0! | 0 | 0 | 0 | 0
1980-05-02 | May | 2 | 19:00 | 62.06 | 70 | 807.0866 | 48425.1984 | 0 | 0 | 0.043602 | 4.4232e-08 | 0.076063 | 0.014714 | 0.24 | 0.71121 | 0 | 0.80599 | 0.0019155 | 0 | #DIV/0! | #DIV/0! | #DIV/0! | #DIV/0! | 0 | 0 | 0 | 0
1980-05-02 | May | 2 | 20:00 | 59 | 10 | 610.2362 | 36614.1744 | 0 | 0 | 0.043354 | 4.3722e-08 | 0.07651 | 0.014634 | 0.24 | 0.71101 | 0 | 0.79695 | 0.0019268 | 0 | #DIV/0! | #DIV/0! | #DIV/0! | #DIV/0! | 0 | 0 | 0 | 0
1980-05-02 | May | 2 | 21:00 | 53.96 | 140 | 413.3858 | 24803.1504 | 0 | 0 | 0.042945 | 4.2882e-08 | 0.077266 | 0.014503 | 0.24 | 0.71067 | 0 | 0.78209 | 0.0019457 | 0 | #DIV/0! | #DIV/0! | #DIV/0! | #DIV/0! | 0 | 0 | 0 | 0
1980-05-02 | May | 2 | 22:00 | 50 | 340 | 413.3858 | 24803.1504 | 0 | 0 | 0.042624 | 4.2222e-08 | 0.07786 | 0.0144 | 0.24 | 0.7104 | 0 | 0.77061 | 0.0019608 | 0 | #DIV/0! | #DIV/0! | #DIV/0! | #DIV/0! | 0 | 0 | 0 | 0
1980-05-02 | May | 2 | 23:00 | 50 | 320 | 295.2756 | 17716.536 | 0 | 0 | 0.042624 | 4.2222e-08 | 0.07786 | 0.0144 | 0.24 | 0.7104 | 0 | 0.77061 | 0.0019608 | 0 | #DIV/0! | #DIV/0! | #DIV/0! | #DIV/0! | 0 | 0 | 0 | 0
1980-05-02 | May | 2 | 24:00 | 48.02 | 280 | 511.811 | 30708.6624 | 0 | 0 | 0.042441 | 4.1892e-08 | 0.078169 | 0.014349 | 0.24 | 0.70988 | 0 | 0.76482 | 0.0019684 | 0 | #DIV/0! | #DIV/0! | #DIV/0! | #DIV/0! | 0 | 0 | 0 | 0
1980-05-03 | May | 3 | 1:00 | 46.04 | 190 | 413.3858 | 24803.1504 | 0 | 0 | 0.042257 | 4.1562e-08 | 0.078478 | 0.014297 | 0.24 | 0.70936 | 0 | 0.75908 | 0.0019761 | 0 | #DIV/0! | #DIV/0! | #DIV/0! | #DIV/0! | 0 | 0 | 0 | 0
1980-05-03 | May | 3 | 2:00 | 48.02 | 360 | 413.3858 | 24803.1504 | 0 | 0 | 0.042441 | 4.1892e-08 | 0.078169 | 0.014349 | 0.24 | 0.70988 | 0 | 0.76482 | 0.0019684 | 0 | #DIV/0! | #DIV/0! | #DIV/0! | #DIV/0! | 0 | 0 | 0 | 0
1980-05-03 | May | 3 | 3:00 | 44.96 | 320 | 610.2362 | 36614.1744 | 0 | 0 | 0.042157 | 4.1382e-08 | 0.078646 | 0.014269 | 0.24 | 0.70907 | 0 | 0.75597 | 0.0019804 | 0 | #DIV/0! | #DIV/0! | #DIV/0! | #DIV/0! | 0 | 0 | 0 | 0
1980-05-03 | May | 3 | 4:00 | 46.04 | 320 | 511.811 | 30708.6624 | 0 | 0 | 0.042257 | 4.1562e-08 | 0.078478 | 0.014297 | 0.24 | 0.70936 | 0 | 0.75908 | 0.0019761 | 0 | #DIV/0! | #DIV/0! | #DIV/0! | #DIV/0! | 0 | 0 | 0 | 0
1980-05-03 | May | 3 | 5:00 | 42.98 | 310 | 413.3858 | 24803.1504 | 0 | 0 | 0.041974 | 4.1052e-08 | 0.078955 | 0.014217 | 0.24 | 0.70854 | 0 | 0.75029 | 0.0019882 | 0 | #DIV/0! | #DIV/0! | #DIV/0! | #DIV/0! | 0 | 0 | 0 | 0
1980-05-03 | May | 3 | 6:00 | 48.92 | 230 | 295.2756 | 17716.536 | 0 | 0 | 0.042524 | 4.2042e-08 | 0.078028 | 0.014372 | 0.24 | 0.71012 | 0 | 0.76745 | 0.0019649 | 0 | #DIV/0! | #DIV/0! | #DIV/0! | #DIV/0! | 0 | 0 | 0 | 0
1980-05-03 | May | 3 | 7:00 | 55.94 | 310 | 295.2756 | 17716.536 | 0 | 0 | 0.043106 | 4.3212e-08 | 0.076969 | 0.014554 | 0.24 | 0.71081 | 0 | 0.7879 | 0.0019382 | 0 | #DIV/0! | #DIV/0! | #DIV/0! | #DIV/0! | 0 | 0 | 0 | 0
1980-05-03 | May | 3 | 8:00 | 62.96 | 290 | 511.811 | 30708.6624 | 0 | 0 | 0.043675 | 4.4382e-08 | 0.075934 | 0.014737 | 0.24 | 0.71127 | 0 | 0.80865 | 0.0019122 | 0 | #DIV/0! | #DIV/0! | #DIV/0! | #DIV/0! | 0 | 0 | 0 | 0
1980-05-03 | May | 3 | 9:00 | 66.92 | 360 | 413.3858 | 24803.1504 | 0 | 0 | 0.043996 | 4.5042e-08 | 0.075364 | 0.01484 | 0.24 | 0.71153 | 0 | 0.82046 | 0.0018978 | 0 | #DIV/0! | #DIV/0! | #DIV/0! | #DIV/0! | 0 | 0 | 0 | 0
1980-05-03 | May | 3 | 10:00 | 69.98 | 300 | 610.2362 | 36614.1744 | 0 | 0 | 0.044244 | 4.5552e-08 | 0.074923 | 0.014919 | 0.24 | 0.71173 | 0 | 0.82971 | 0.0018869 | 0 | #DIV/0! | #DIV/0! | #DIV/0! | #DIV/0! | 0 | 0 | 0 | 0
1980-05-03 | May | 3 | 11:00 | 75.02 | 360 | 1023.6221 | 61417.3248 | 0 | 0 | 0.044478 | 4.6253e-08 | 0.074222 | 0.015051 | 0.24 | 0.70926 | 0 | 0.8449 | 0.0018691 | 0 | #DIV/0! | #DIV/0! | #DIV/0! | #DIV/0! | 0 | 0 | 0 | 0
1980-05-03 | May | 3 | 12:00 | 75.92 | 50 | 1023.6221 | 61417.3248 | 0 | 0 | 0.04452 | 4.6378e-08 | 0.074097 | 0.015074 | 0.24 | 0.70883 | 0 | 0.84764 | 0.001866 | 0 | #DIV/0! | #DIV/0! | #DIV/0! | #DIV/0! | 0 | 0 | 0 | 0
1980-05-03 | May | 3 | 13:00 | 75.02 | 50 | 1023.6221 | 61417.3248 | 0 | 0 | 0.044478 | 4.6253e-08 | 0.074222 | 0.015051 | 0.24 | 0.70926 | 0 | 0.8449 | 0.0018691 | 0 | #DIV/0! | #DIV/0! | #DIV/0! | #DIV/0! | 0 | 0 | 0 | 0
1980-05-03 | May | 3 | 14:00 | 75.92 | 20 | 1023.6221 | 61417.3248 | 0 | 0 | 0.04452 | 4.6378e-08 | 0.074097 | 0.015074 | 0.24 | 0.70883 | 0 | 0.84764 | 0.001866 | 0 | #DIV/0! | #DIV/0! | #DIV/0! | #DIV/0! | 0 | 0 | 0 | 0
1980-05-03 | May | 3 | 15:00 | 75.92 | 360 | 1023.6221 | 61417.3248 | 0 | 0 | 0.04452 | 4.6378e-08 | 0.074097 | 0.015074 | 0.24 | 0.70883 | 0 | 0.84764 | 0.001866 | 0 | #DIV/0! | #DIV/0! | #DIV/0! | #DIV/0! | 0 | 0 | 0 | 0
1980-05-03 | May | 3 | 16:00 | 75.02 | 10 | 1023.6221 | 61417.3248 | 0 | 0 | 0.044478 | 4.6253e-08 | 0.074222 | 0.015051 | 0.24 | 0.70926 | 0 | 0.8449 | 0.0018691 | 0 | #DIV/0! | #DIV/0! | #DIV/0! | #DIV/0! | 0 | 0 | 0 | 0
1980-05-03 | May | 3 | 17:00 | 73.04 | 10 | 905.5118 | 54330.7104 | 0 | 0 | 0.044387 | 4.5978e-08 | 0.074497 | 0.014999 | 0.24 | 0.71023 | 0 | 0.8389 | 0.001876 | 0 | #DIV/0! | #DIV/0! | #DIV/0! | #DIV/0! | 0 | 0 | 0 | 0
1980-05-03 | May | 3 | 18:00 | 69.98 | 20 | 610.2362 | 36614.1744 | 0 | 0 | 0.044244 | 4.5552e-08 | 0.074923 | 0.014919 | 0.24 | 0.71173 | 0 | 0.82971 | 0.0018869 | 0 | #DIV/0! | #DIV/0! | #DIV/0! | #DIV/0! | 0 | 0 | 0 | 0
1980-05-03 | May | 3 | 19:00 | 64.94 | 10 | 610.2362 | 36614.1744 | 0 | 0 | 0.043835 | 4.4712e-08 | 0.075649 | 0.014788 | 0.24 | 0.7114 | 0 | 0.81454 | 0.001905 | 0 | #DIV/0! | #DIV/0! | #DIV/0! | #DIV/0! | 0 | 0 | 0 | 0
1980-05-03 | May | 3 | 20:00 | 60.08 | 0 | 0 | 0 | 0 | 0 | 0.043441 | 4.3902e-08 | 0.076348 | 0.014662 | 0.24 | 0.71108 | 0 | 0.80017 | 0.0019228 | 0 | #DIV/0! | #DIV/0! | #DIV/0! | #DIV/0! | 0 | 0 | 0 | 0
1980-05-03 | May | 3 | 21:00 | 55.94 | 280 | 511.811 | 30708.6624 | 0 | 0 | 0.043106 | 4.3212e-08 | 0.076969 | 0.014554 | 0.24 | 0.71081 | 0 | 0.7879 | 0.0019382 | 0 | #DIV/0! | #DIV/0! | #DIV/0! | #DIV/0! | 0 | 0 | 0 | 0
1980-05-03 | May | 3 | 22:00 | 53.96 | 270 | 413.3858 | 24803.1504 | 0 | 0 | 0.042945 | 4.2882e-08 | 0.077266 | 0.014503 | 0.24 | 0.71067 | 0 | 0.78209 | 0.0019457 | 0 | #DIV/0! | #DIV/0! | #DIV/0! | #DIV/0! | 0 | 0 | 0 | 0
1980-05-03 | May | 3 | 23:00 | 51.98 | 250 | 511.811 | 30708.6624 | 0 | 0 | 0.042785 | 4.2552e-08 | 0.077563 | 0.014451 | 0.24 | 0.71054 | 0 | 0.77633 | 0.0019532 | 0 | #DIV/0! | #DIV/0! | #DIV/0! | #DIV/0! | 0 | 0 | 0 | 0
1980-05-03 | May | 3 | 24:00 | 51.08 | 250 | 413.3858 | 24803.1504 | 0 | 0 | 0.042712 | 4.2402e-08 | 0.077698 | 0.014428 | 0.24 | 0.71048 | 0 | 0.77373 | 0.0019566 | 0 | #DIV/0! | #DIV/0! | #DIV/0! | #DIV/0! | 0 | 0 | 0 | 0
1980-05-04 | May | 4 | 1:00 | 53.96 | 270 | 511.811 | 30708.6624 | 0 | 0 | 0.042945 | 4.2882e-08 | 0.077266 | 0.014503 | 0.24 | 0.71067 | 0 | 0.78209 | 0.0019457 | 0 | #DIV/0! | #DIV/0! | #DIV/0! | #DIV/0! | 0 | 0 | 0 | 0
1980-05-04 | May | 4 | 2:00 | 55.04 | 270 | 413.3858 | 24803.1504 | 0 | 0 | 0.043033 | 4.3062e-08 | 0.077104 | 0.014531 | 0.24 | 0.71074 | 0 | 0.78525 | 0.0019416 | 0 | #DIV/0! | #DIV/0! | #DIV/0! | #DIV/0! | 0 | 0 | 0 | 0
1980-05-04 | May | 4 | 3:00 | 55.04 | 270 | 295.2756 | 17716.536 | 0 | 0 | 0.043033 | 4.3062e-08 | 0.077104 | 0.014531 | 0.24 | 0.71074 | 0 | 0.78525 | 0.0019416 | 0 | #DIV/0! | #DIV/0! | #DIV/0! | #DIV/0! | 0 | 0 | 0 | 0
1980-05-04 | May | 4 | 4:00 | 50 | 270 | 413.3858 | 24803.1504 | 0 | 0 | 0.042624 | 4.2222e-08 | 0.07786 | 0.0144 | 0.24 | 0.7104 | 0 | 0.77061 | 0.0019608 | 0 | #DIV/0! | #DIV/0! | #DIV/0! | #DIV/0! | 0 | 0 | 0 | 0
1980-05-04 | May | 4 | 5:00 | 48.92 | 270 | 610.2362 | 36614.1744 | 0 | 0 | 0.042524 | 4.2042e-08 | 0.078028 | 0.014372 | 0.24 | 0.71012 | 0 | 0.76745 | 0.0019649 | 0 | #DIV/0! | #DIV/0! | #DIV/0! | #DIV/0! | 0 | 0 | 0 | 0
1980-05-04 | May | 4 | 6:00 | 51.08 | 260 | 413.3858 | 24803.1504 | 0 | 0 | 0.042712 | 4.2402e-08 | 0.077698 | 0.014428 | 0.24 | 0.71048 | 0 | 0.77373 | 0.0019566 | 0 | #DIV/0! | #DIV/0! | #DIV/0! | #DIV/0! | 0 | 0 | 0 | 0
1980-05-04 | May | 4 | 7:00 | 62.06 | 280 | 511.811 | 30708.6624 | 0 | 0 | 0.043602 | 4.4232e-08 | 0.076063 | 0.014714 | 0.24 | 0.71121 | 0 | 0.80599 | 0.0019155 | 0 | #DIV/0! | #DIV/0! | #DIV/0! | #DIV/0! | 0 | 0 | 0 | 0
1980-05-04 | May | 4 | 8:00 | 68 | 250 | 807.0866 | 48425.1984 | 0 | 0 | 0.044084 | 4.5222e-08 | 0.075208 | 0.014868 | 0.24 | 0.7116 | 0 | 0.82372 | 0.0018939 | 0 | #DIV/0! | #DIV/0! | #DIV/0! | #DIV/0! | 0 | 0 | 0 | 0
1980-05-04 | May | 4 | 9:00 | 75.92 | 280 | 1023.6221 | 61417.3248 | 0 | 0 | 0.04452 | 4.6378e-08 | 0.074097 | 0.015074 | 0.24 | 0.70883 | 0 | 0.84764 | 0.001866 | 0 | #DIV/0! | #DIV/0! | #DIV/0! | #DIV/0! | 0 | 0 | 0 | 0
1980-05-04 | May | 4 | 10:00 | 80.96 | 310 | 1220.4725 | 73228.3488 | 0 | 0 | 0.044753 | 4.7078e-08 | 0.073401 | 0.015205 | 0.24 | 0.7064 | 0 | 0.86312 | 0.0018486 | 0 | #DIV/0! | #DIV/0! | #DIV/0! | #DIV/0! | 0 | 0 | 0 | 0
1980-05-04 | May | 4 | 11:00 | 82.04 | 300 | 1023.6221 | 61417.3248 | 0 | 0 | 0.044804 | 4.7228e-08 | 0.073257 | 0.015233 | 0.24 | 0.70589 | 0 | 0.86642 | 0.0018449 | 0 | #DIV/0! | #DIV/0! | #DIV/0! | #DIV/0! | 0 | 0 | 0 | 0
1980-05-04 | May | 4 | 12:00 | 84.02 | 300 | 1023.6221 | 61417.3248 | 0 | 0 | 0.044895 | 4.7503e-08 | 0.072991 | 0.015285 | 0.24 | 0.70495 | 0 | 0.87251 | 0.0018382 | 0 | #DIV/0! | #DIV/0! | #DIV/0! | #DIV/0! | 0 | 0 | 0 | 0
1980-05-04 | May | 4 | 13:00 | 84.92 | 330 | 807.0866 | 48425.1984 | 0 | 0 | 0.044937 | 4.7628e-08 | 0.072871 | 0.015308 | 0.24 | 0.70453 | 0 | 0.87529 | 0.0018351 | 0 | #DIV/0! | #DIV/0! | #DIV/0! | #DIV/0! | 0 | 0 | 0 | 0
1980-05-04 | May | 4 | 14:00 | 84.02 | 240 | 610.2362 | 36614.1744 | 0 | 0 | 0.044895 | 4.7503e-08 | 0.072991 | 0.015285 | 0.24 | 0.70495 | 0 | 0.87251 | 0.0018382 | 0 | #DIV/0! | #DIV/0! | #DIV/0! | #DIV/0! | 0 | 0 | 0 | 0
1980-05-04 | May | 4 | 15:00 | 86 | 270 | 807.0866 | 48425.1984 | 0 | 0 | 0.044987 | 4.7778e-08 | 0.072726 | 0.015336 | 0.24 | 0.70402 | 0 | 0.87864 | 0.0018315 | 0 | #DIV/0! | #DIV/0! | #DIV/0! | #DIV/0! | 0 | 0 | 0 | 0
1980-05-04 | May | 4 | 16:00 | 86 | 310 | 511.811 | 30708.6624 | 0 | 0 | 0.044987 | 4.7778e-08 | 0.072726 | 0.015336 | 0.24 | 0.70402 | 0 | 0.87864 | 0.0018315 | 0 | #DIV/0! | #DIV/0! | #DIV/0! | #DIV/0! | 0 | 0 | 0 | 0
1980-05-04 | May | 4 | 17:00 | 84.92 | 240 | 511.811 | 30708.6624 | 0 | 0 | 0.044937 | 4.7628e-08 | 0.072871 | 0.015308 | 0.24 | 0.70453 | 0 | 0.87529 | 0.0018351 | 0 | #DIV/0! | #DIV/0! | #DIV/0! | #DIV/0! | 0 | 0 | 0 | 0
1980-05-04 | May | 4 | 18:00 | 80.06 | 280 | 610.2362 | 36614.1744 | 0 | 0 | 0.044712 | 4.6953e-08 | 0.073522 | 0.015182 | 0.24 | 0.70683 | 0 | 0.86038 | 0.0018516 | 0 | #DIV/0! | #DIV/0! | #DIV/0! | #DIV/0! | 0 | 0 | 0 | 0
1980-05-04 | May | 4 | 19:00 | 77 | 270 | 511.811 | 30708.6624 | 0 | 0 | 0.04457 | 4.6528e-08 | 0.073947 | 0.015102 | 0.24 | 0.7083 | 0 | 0.85095 | 0.0018622 | 0 | #DIV/0! | #DIV/0! | #DIV/0! | #DIV/0! | 0 | 0 | 0 | 0
1980-05-04 | May | 4 | 20:00 | 71.96 | 230 | 708.6614 | 42519.6864 | 0 | 0 | 0.044336 | 4.5828e-08 | 0.074648 | 0.014971 | 0.24 | 0.71076 | 0 | 0.83565 | 0.0018798 | 0 | #DIV/0! | #DIV/0! | #DIV/0! | #DIV/0! | 0 | 0 | 0 | 0
1980-05-04 | May | 4 | 21:00 | 66.92 | 240 | 807.0866 | 48425.1984 | 0 | 0 | 0.043996 | 4.5042e-08 | 0.075364 | 0.01484 | 0.24 | 0.71153 | 0 | 0.82046 | 0.0018978 | 0 | #DIV/0! | #DIV/0! | #DIV/0! | #DIV/0! | 0 | 0 | 0 | 0
1980-05-04 | May | 4 | 22:00 | 66.02 | 260 | 708.6614 | 42519.6864 | 0 | 0 | 0.043923 | 4.4892e-08 | 0.075493 | 0.014817 | 0.24 | 0.71147 | 0 | 0.81776 | 0.0019011 | 0 | #DIV/0! | #DIV/0! | #DIV/0! | #DIV/0! | 0 | 0 | 0 | 0
1980-05-04 | May | 4 | 23:00 | 62.06 | 230 | 905.5118 | 54330.7104 | 0 | 0 | 0.043602 | 4.4232e-08 | 0.076063 | 0.014714 | 0.24 | 0.71121 | 0 | 0.80599 | 0.0019155 | 0 | #DIV/0! | #DIV/0! | #DIV/0! | #DIV/0! | 0 | 0 | 0 | 0
1980-05-04 | May | 4 | 24:00 | 59 | 240 | 807.0866 | 48425.1984 | 0 | 0 | 0.043354 | 4.3722e-08 | 0.07651 | 0.014634 | 0.24 | 0.71101 | 0 | 0.79695 | 0.0019268 | 0 | #DIV/0! | #DIV/0! | #DIV/0! | #DIV/0! | 0 | 0 | 0 | 0
1980-05-05 | May | 5 | 1:00 | 62.06 | 230 | 807.0866 | 48425.1984 | 0 | 0 | 0.043602 | 4.4232e-08 | 0.076063 | 0.014714 | 0.24 | 0.71121 | 0 | 0.80599 | 0.0019155 | 0 | #DIV/0! | #DIV/0! | #DIV/0! | #DIV/0! | 0 | 0 | 0 | 0
1980-05-05 | May | 5 | 2:00 | 60.98 | 250 | 807.0866 | 48425.1984 | 0 | 0 | 0.043514 | 4.4052e-08 | 0.076219 | 0.014685 | 0.24 | 0.71114 | 0 | 0.80281 | 0.0019195 | 0 | #DIV/0! | #DIV/0! | #DIV/0! | #DIV/0! | 0 | 0 | 0 | 0
1980-05-05 | May | 5 | 3:00 | 59 | 250 | 708.6614 | 42519.6864 | 0 | 0 | 0.043354 | 4.3722e-08 | 0.07651 | 0.014634 | 0.24 | 0.71101 | 0 | 0.79695 | 0.0019268 | 0 | #DIV/0! | #DIV/0! | #DIV/0! | #DIV/0! | 0 | 0 | 0 | 0
1980-05-05 | May | 5 | 4:00 | 55.94 | 240 | 807.0866 | 48425.1984 | 0 | 0 | 0.043106 | 4.3212e-08 | 0.076969 | 0.014554 | 0.24 | 0.71081 | 0 | 0.7879 | 0.0019382 | 0 | #DIV/0! | #DIV/0! | #DIV/0! | #DIV/0! | 0 | 0 | 0 | 0
1980-05-05 | May | 5 | 5:00 | 55.94 | 240 | 807.0866 | 48425.1984 | 0 | 0 | 0.043106 | 4.3212e-08 | 0.076969 | 0.014554 | 0.24 | 0.71081 | 0 | 0.7879 | 0.0019382 | 0 | #DIV/0! | #DIV/0! | #DIV/0! | #DIV/0! | 0 | 0 | 0 | 0
1980-05-05 | May | 5 | 6:00 | 62.06 | 240 | 1023.6221 | 61417.3248 | 0 | 0 | 0.043602 | 4.4232e-08 | 0.076063 | 0.014714 | 0.24 | 0.71121 | 0 | 0.80599 | 0.0019155 | 0 | #DIV/0! | #DIV/0! | #DIV/0! | #DIV/0! | 0 | 0 | 0 | 0
1980-05-05 | May | 5 | 7:00 | 66.02 | 240 | 708.6614 | 42519.6864 | 0 | 0 | 0.043923 | 4.4892e-08 | 0.075493 | 0.014817 | 0.24 | 0.71147 | 0 | 0.81776 | 0.0019011 | 0 | #DIV/0! | #DIV/0! | #DIV/0! | #DIV/0! | 0 | 0 | 0 | 0
1980-05-05 | May | 5 | 8:00 | 69.98 | 250 | 1220.4725 | 73228.3488 | 0 | 0 | 0.044244 | 4.5552e-08 | 0.074923 | 0.014919 | 0.24 | 0.71173 | 0 | 0.82971 | 0.0018869 | 0 | #DIV/0! | #DIV/0! | #DIV/0! | #DIV/0! | 0 | 0 | 0 | 0
1980-05-05 | May | 5 | 9:00 | 75.02 | 260 | 1220.4725 | 73228.3488 | 0 | 0 | 0.044478 | 4.6253e-08 | 0.074222 | 0.015051 | 0.24 | 0.70926 | 0 | 0.8449 | 0.0018691 | 0 | #DIV/0! | #DIV/0! | #DIV/0! | #DIV/0! | 0 | 0 | 0 | 0
1980-05-05 | May | 5 | 10:00 | 77 | 260 | 1417.3229 | 85039.3728 | 0 | 0 | 0.04457 | 4.6528e-08 | 0.073947 | 0.015102 | 0.24 | 0.7083 | 0 | 0.85095 | 0.0018622 | 0 | #DIV/0! | #DIV/0! | #DIV/0! | #DIV/0! | 0 | 0 | 0 | 0
1980-05-05 | May | 5 | 11:00 | 82.04 | 220 | 1220.4725 | 73228.3488 | 0 | 0 | 0.044804 | 4.7228e-08 | 0.073257 | 0.015233 | 0.24 | 0.70589 | 0 | 0.86642 | 0.0018449 | 0 | #DIV/0! | #DIV/0! | #DIV/0! | #DIV/0! | 0 | 0 | 0 | 0
1980-05-05 | May | 5 | 12:00 | 84.02 | 250 | 1220.4725 | 73228.3488 | 0 | 0 | 0.044895 | 4.7503e-08 | 0.072991 | 0.015285 | 0.24 | 0.70495 | 0 | 0.87251 | 0.0018382 | 0 | #DIV/0! | #DIV/0! | #DIV/0! | #DIV/0! | 0 | 0 | 0 | 0
1980-05-05 | May | 5 | 13:00 | 87.08 | 240 | 1023.6221 | 61417.3248 | 0 | 0 | 0.045037 | 4.7928e-08 | 0.072581 | 0.015364 | 0.24 | 0.70352 | 0 | 0.882 | 0.0018279 | 0 | #DIV/0! | #DIV/0! | #DIV/0! | #DIV/0! | 0 | 0 | 0 | 0
1980-05-05 | May | 5 | 14:00 | 87.08 | 250 | 708.6614 | 42519.6864 | 0 | 0 | 0.045037 | 4.7928e-08 | 0.072581 | 0.015364 | 0.24 | 0.70352 | 0 | 0.882 | 0.0018279 | 0 | #DIV/0! | #DIV/0! | #DIV/0! | #DIV/0! | 0 | 0 | 0 | 0
1980-05-05 | May | 5 | 15:00 | 82.04 | 280 | 1515.7481 | 90944.8848 | 0 | 0 | 0.044804 | 4.7228e-08 | 0.073257 | 0.015233 | 0.24 | 0.70589 | 0 | 0.86642 | 0.0018449 | 0 | #DIV/0! | #DIV/0! | #DIV/0! | #DIV/0! | 0 | 0 | 0 | 0
1980-05-05 | May | 5 | 16:00 | 80.96 | 250 | 807.0866 | 48425.1984 | 0 | 0 | 0.044753 | 4.7078e-08 | 0.073401 | 0.015205 | 0.24 | 0.7064 | 0 | 0.86312 | 0.0018486 | 0 | #DIV/0! | #DIV/0! | #DIV/0! | #DIV/0! | 0 | 0 | 0 | 0
1980-05-05 | May | 5 | 17:00 | 80.96 | 230 | 1023.6221 | 61417.3248 | 0 | 0 | 0.044753 | 4.7078e-08 | 0.073401 | 0.015205 | 0.24 | 0.7064 | 0 | 0.86312 | 0.0018486 | 0 | #DIV/0! | #DIV/0! | #DIV/0! | #DIV/0! | 0 | 0 | 0 | 0
1980-05-05 | May | 5 | 18:00 | 80.06 | 310 | 610.2362 | 36614.1744 | 0 | 0 | 0.044712 | 4.6953e-08 | 0.073522 | 0.015182 | 0.24 | 0.70683 | 0 | 0.86038 | 0.0018516 | 0 | #DIV/0! | #DIV/0! | #DIV/0! | #DIV/0! | 0 | 0 | 0 | 0
1980-05-05 | May | 5 | 19:00 | 60.08 | 20 | 1929.1339 | 115748.0352 | 0 | 0 | 0.043441 | 4.3902e-08 | 0.076348 | 0.014662 | 0.24 | 0.71108 | 0 | 0.80017 | 0.0019228 | 0 | #DIV/0! | #DIV/0! | #DIV/0! | #DIV/0! | 0 | 0 | 0 | 0
1980-05-05 | May | 5 | 20:00 | 55.04 | 360 | 1732.2835 | 103937.0112 | 0 | 0 | 0.043033 | 4.3062e-08 | 0.077104 | 0.014531 | 0.24 | 0.71074 | 0 | 0.78525 | 0.0019416 | 0 | #DIV/0! | #DIV/0! | #DIV/0! | #DIV/0! | 0 | 0 | 0 | 0
1980-05-05 | May | 5 | 21:00 | 53.06 | 20 | 1318.8977 | 79133.8608 | 0 | 0 | 0.042872 | 4.2732e-08 | 0.077401 | 0.01448 | 0.24 | 0.71061 | 0 | 0.77947 | 0.0019491 | 0 | #DIV/0! | #DIV/0! | #DIV/0! | #DIV/0! | 0 | 0 | 0 | 0
1980-05-05 | May | 5 | 22:00 | 55.04 | 10 | 1023.6221 | 61417.3248 | 0 | 0 | 0.043033 | 4.3062e-08 | 0.077104 | 0.014531 | 0.24 | 0.71074 | 0 | 0.78525 | 0.0019416 | 0 | #DIV/0! | #DIV/0! | #DIV/0! | #DIV/0! | 0 | 0 | 0 | 0
1980-05-05 | May | 5 | 23:00 | 53.96 | 30 | 1220.4725 | 73228.3488 | 0 | 0 | 0.042945 | 4.2882e-08 | 0.077266 | 0.014503 | 0.24 | 0.71067 | 0 | 0.78209 | 0.0019457 | 0 | #DIV/0! | #DIV/0! | #DIV/0! | #DIV/0! | 0 | 0 | 0 | 0
1980-05-05 | May | 5 | 24:00 | 51.98 | 20 | 708.6614 | 42519.6864 | 0 | 0 | 0.042785 | 4.2552e-08 | 0.077563 | 0.014451 | 0.24 | 0.71054 | 0 | 0.77633 | 0.0019532 | 0 | #DIV/0! | #DIV/0! | #DIV/0! | #DIV/0! | 0 | 0 | 0 | 0
1980-05-06 | May | 6 | 1:00 | 51.08 | 360 | 511.811 | 30708.6624 | 0 | 0 | 0.042712 | 4.2402e-08 | 0.077698 | 0.014428 | 0.24 | 0.71048 | 0 | 0.77373 | 0.0019566 | 0 | #DIV/0! | #DIV/0! | #DIV/0! | #DIV/0! | 0 | 0 | 0 | 0
1980-05-06 | May | 6 | 2:00 | 48.92 | 340 | 413.3858 | 24803.1504 | 0 | 0 | 0.042524 | 4.2042e-08 | 0.078028 | 0.014372 | 0.24 | 0.71012 | 0 | 0.76745 | 0.0019649 | 0 | #DIV/0! | #DIV/0! | #DIV/0! | #DIV/0! | 0 | 0 | 0 | 0
1980-05-06 | May | 6 | 3:00 | 46.94 | 300 | 511.811 | 30708.6624 | 0 | 0 | 0.042341 | 4.1712e-08 | 0.078337 | 0.01432 | 0.24 | 0.7096 | 0 | 0.76169 | 0.0019726 | 0 | #DIV/0! | #DIV/0! | #DIV/0! | #DIV/0! | 0 | 0 | 0 | 0
1980-05-06 | May | 6 | 4:00 | 46.94 | 300 | 413.3858 | 24803.1504 | 0 | 0 | 0.042341 | 4.1712e-08 | 0.078337 | 0.01432 | 0.24 | 0.7096 | 0 | 0.76169 | 0.0019726 | 0 | #DIV/0! | #DIV/0! | #DIV/0! | #DIV/0! | 0 | 0 | 0 | 0
1980-05-06 | May | 6 | 5:00 | 46.04 | 270 | 610.2362 | 36614.1744 | 0 | 0 | 0.042257 | 4.1562e-08 | 0.078478 | 0.014297 | 0.24 | 0.70936 | 0 | 0.75908 | 0.0019761 | 0 | #DIV/0! | #DIV/0! | #DIV/0! | #DIV/0! | 0 | 0 | 0 | 0
1980-05-06 | May | 6 | 6:00 | 48.02 | 290 | 610.2362 | 36614.1744 | 0 | 0 | 0.042441 | 4.1892e-08 | 0.078169 | 0.014349 | 0.24 | 0.70988 | 0 | 0.76482 | 0.0019684 | 0 | #DIV/0! | #DIV/0! | #DIV/0! | #DIV/0! | 0 | 0 | 0 | 0
1980-05-06 | May | 6 | 7:00 | 55.04 | 250 | 708.6614 | 42519.6864 | 0 | 0 | 0.043033 | 4.3062e-08 | 0.077104 | 0.014531 | 0.24 | 0.71074 | 0 | 0.78525 | 0.0019416 | 0 | #DIV/0! | #DIV/0! | #DIV/0! | #DIV/0! | 0 | 0 | 0 | 0
1980-05-06 | May | 6 | 8:00 | 60.98 | 250 | 807.0866 | 48425.1984 | 0 | 0 | 0.043514 | 4.4052e-08 | 0.076219 | 0.014685 | 0.24 | 0.71114 | 0 | 0.80281 | 0.0019195 | 0 | #DIV/0! | #DIV/0! | #DIV/0! | #DIV/0! | 0 | 0 | 0 | 0
1980-05-06 | May | 6 | 9:00 | 62.96 | 240 | 1023.6221 | 61417.3248 | 0 | 0 | 0.043675 | 4.4382e-08 | 0.075934 | 0.014737 | 0.24 | 0.71127 | 0 | 0.80865 | 0.0019122 | 0 | #DIV/0! | #DIV/0! | #DIV/0! | #DIV/0! | 0 | 0 | 0 | 0
1980-05-06 | May | 6 | 10:00 | 66.02 | 260 | 1220.4725 | 73228.3488 | 0 | 0 | 0.043923 | 4.4892e-08 | 0.075493 | 0.014817 | 0.24 | 0.71147 | 0 | 0.81776 | 0.0019011 | 0 | #DIV/0! | #DIV/0! | #DIV/0! | #DIV/0! | 0 | 0 | 0 | 0
1980-05-06 | May | 6 | 11:00 | 69.08 | 250 | 1220.4725 | 73228.3488 | 0 | 0 | 0.044171 | 4.5402e-08 | 0.075052 | 0.014896 | 0.24 | 0.71167 | 0 | 0.82698 | 0.0018901 | 0 | #DIV/0! | #DIV/0! | #DIV/0! | #DIV/0! | 0 | 0 | 0 | 0
1980-05-06 | May | 6 | 12:00 | 71.96 | 280 | 1318.8977 | 79133.8608 | 0 | 0 | 0.044336 | 4.5828e-08 | 0.074648 | 0.014971 | 0.24 | 0.71076 | 0 | 0.83565 | 0.0018798 | 0 | #DIV/0! | #DIV/0! | #DIV/0! | #DIV/0! | 0 | 0 | 0 | 0
1980-05-06 | May | 6 | 13:00 | 71.06 | 280 | 1417.3229 | 85039.3728 | 0 | 0 | 0.044295 | 4.5703e-08 | 0.074773 | 0.014948 | 0.24 | 0.7112 | 0 | 0.83294 | 0.001883 | 0 | #DIV/0! | #DIV/0! | #DIV/0! | #DIV/0! | 0 | 0 | 0 | 0
1980-05-06 | May | 6 | 14:00 | 73.04 | 290 | 1417.3229 | 85039.3728 | 0 | 0 | 0.044387 | 4.5978e-08 | 0.074497 | 0.014999 | 0.24 | 0.71023 | 0 | 0.8389 | 0.001876 | 0 | #DIV/0! | #DIV/0! | #DIV/0! | #DIV/0! | 0 | 0 | 0 | 0
1980-05-06 | May | 6 | 15:00 | 71.06 | 290 | 1515.7481 | 90944.8848 | 0 | 0 | 0.044295 | 4.5703e-08 | 0.074773 | 0.014948 | 0.24 | 0.7112 | 0 | 0.83294 | 0.001883 | 0 | #DIV/0! | #DIV/0! | #DIV/0! | #DIV/0! | 0 | 0 | 0 | 0
1980-05-06 | May | 6 | 16:00 | 69.98 | 310 | 1122.0473 | 67322.8368 | 0 | 0 | 0.044244 | 4.5552e-08 | 0.074923 | 0.014919 | 0.24 | 0.71173 | 0 | 0.82971 | 0.0018869 | 0 | #DIV/0! | #DIV/0! | #DIV/0! | #DIV/0! | 0 | 0 | 0 | 0
1980-05-06 | May | 6 | 17:00 | 66.92 | 300 | 1417.3229 | 85039.3728 | 0 | 0 | 0.043996 | 4.5042e-08 | 0.075364 | 0.01484 | 0.24 | 0.71153 | 0 | 0.82046 | 0.0018978 | 0 | #DIV/0! | #DIV/0! | #DIV/0! | #DIV/0! | 0 | 0 | 0 | 0
1980-05-06 | May | 6 | 18:00 | 66.92 | 310 | 1515.7481 | 90944.8848 | 0 | 0 | 0.043996 | 4.5042e-08 | 0.075364 | 0.01484 | 0.24 | 0.71153 | 0 | 0.82046 | 0.0018978 | 0 | #DIV/0! | #DIV/0! | #DIV/0! | #DIV/0! | 0 | 0 | 0 | 0
1980-05-06 | May | 6 | 19:00 | 62.96 | 310 | 1023.6221 | 61417.3248 | 0 | 0 | 0.043675 | 4.4382e-08 | 0.075934 | 0.014737 | 0.24 | 0.71127 | 0 | 0.80865 | 0.0019122 | 0 | #DIV/0! | #DIV/0! | #DIV/0! | #DIV/0! | 0 | 0 | 0 | 0
1980-05-06 | May | 6 | 20:00 | 60.08 | 320 | 1318.8977 | 79133.8608 | 0 | 0 | 0.043441 | 4.3902e-08 | 0.076348 | 0.014662 | 0.24 | 0.71108 | 0 | 0.80017 | 0.0019228 | 0 | #DIV/0! | #DIV/0! | #DIV/0! | #DIV/0! | 0 | 0 | 0 | 0
1980-05-06 | May | 6 | 21:00 | 50 | 360 | 1220.4725 | 73228.3488 | 0 | 0 | 0.042624 | 4.2222e-08 | 0.07786 | 0.0144 | 0.24 | 0.7104 | 0 | 0.77061 | 0.0019608 | 0 | #DIV/0! | #DIV/0! | #DIV/0! | #DIV/0! | 0 | 0 | 0 | 0
1980-05-06 | May | 6 | 22:00 | 48.02 | 20 | 1122.0473 | 67322.8368 | 0 | 0 | 0.042441 | 4.1892e-08 | 0.078169 | 0.014349 | 0.24 | 0.70988 | 0 | 0.76482 | 0.0019684 | 0 | #DIV/0! | #DIV/0! | #DIV/0! | #DIV/0! | 0 | 0 | 0 | 0
1980-05-06 | May | 6 | 23:00 | 46.04 | 360 | 708.6614 | 42519.6864 | 0 | 0 | 0.042257 | 4.1562e-08 | 0.078478 | 0.014297 | 0.24 | 0.70936 | 0 | 0.75908 | 0.0019761 | 0 | #DIV/0! | #DIV/0! | #DIV/0! | #DIV/0! | 0 | 0 | 0 | 0
1980-05-06 | May | 6 | 24:00 | 41 | 30 | 905.5118 | 54330.7104 | 0 | 0 | 0.04179 | 4.0722e-08 | 0.079264 | 0.014166 | 0.24 | 0.70801 | 0 | 0.74466 | 0.001996 | 0 | #DIV/0! | #DIV/0! | #DIV/0! | #DIV/0! | 0 | 0 | 0 | 0
1980-05-07 | May | 7 | 1:00 | 42.08 | 10 | 511.811 | 30708.6624 | 0 | 0 | 0.04189 | 4.0902e-08 | 0.079096 | 0.014194 | 0.24 | 0.7083 | 0 | 0.74773 | 0.0019917 | 0 | #DIV/0! | #DIV/0! | #DIV/0! | #DIV/0! | 0 | 0 | 0 | 0
1980-05-07 | May | 7 | 2:00 | 39.92 | 320 | 807.0866 | 48425.1984 | 0 | 0 | 0.041696 | 4.0547e-08 | 0.079433 | 0.014138 | 0.24 | 0.70781 | 0 | 0.74161 | 0.0020003 | 0 | #DIV/0! | #DIV/0! | #DIV/0! | #DIV/0! | 0 | 0 | 0 | 0
1980-05-07 | May | 7 | 3:00 | 37.94 | 290 | 708.6614 | 42519.6864 | 0 | 0 | 0.04165 | 4.0327e-08 | 0.079754 | 0.014086 | 0.24 | 0.70961 | 0 | 0.73593 | 0.0020083 | 0 | #DIV/0! | #DIV/0! | #DIV/0! | #DIV/0! | 0 | 0 | 0 | 0
1980-05-07 | May | 7 | 4:00 | 37.94 | 320 | 708.6614 | 42519.6864 | 0 | 0 | 0.04165 | 4.0327e-08 | 0.079754 | 0.014086 | 0.24 | 0.70961 | 0 | 0.73593 | 0.0020083 | 0 | #DIV/0! | #DIV/0! | #DIV/0! | #DIV/0! | 0 | 0 | 0 | 0
1980-05-07 | May | 7 | 5:00 | 37.94 | 290 | 708.6614 | 42519.6864 | 0 | 0 | 0.04165 | 4.0327e-08 | 0.079754 | 0.014086 | 0.24 | 0.70961 | 0 | 0.73593 | 0.0020083 | 0 | #DIV/0! | #DIV/0! | #DIV/0! | #DIV/0! | 0 | 0 | 0 | 0
1980-05-07 | May | 7 | 6:00 | 41 | 310 | 708.6614 | 42519.6864 | 0 | 0 | 0.04179 | 4.0722e-08 | 0.079264 | 0.014166 | 0.24 | 0.70801 | 0 | 0.74466 | 0.001996 | 0 | #DIV/0! | #DIV/0! | #DIV/0! | #DIV/0! | 0 | 0 | 0 | 0
1980-05-07 | May | 7 | 7:00 | 44.96 | 300 | 905.5118 | 54330.7104 | 0 | 0 | 0.042157 | 4.1382e-08 | 0.078646 | 0.014269 | 0.24 | 0.70907 | 0 | 0.75597 | 0.0019804 | 0 | #DIV/0! | #DIV/0! | #DIV/0! | #DIV/0! | 0 | 0 | 0 | 0
1980-05-07 | May | 7 | 8:00 | 48.02 | 300 | 1220.4725 | 73228.3488 | 0 | 0 | 0.042441 | 4.1892e-08 | 0.078169 | 0.014349 | 0.24 | 0.70988 | 0 | 0.76482 | 0.0019684 | 0 | #DIV/0! | #DIV/0! | #DIV/0! | #DIV/0! | 0 | 0 | 0 | 0
1980-05-07 | May | 7 | 9:00 | 50 | 310 | 1023.6221 | 61417.3248 | 0 | 0 | 0.042624 | 4.2222e-08 | 0.07786 | 0.0144 | 0.24 | 0.7104 | 0 | 0.77061 | 0.0019608 | 0 | #DIV/0! | #DIV/0! | #DIV/0! | #DIV/0! | 0 | 0 | 0 | 0
1980-05-07 | May | 7 | 10:00 | 51.08 | 310 | 1122.0473 | 67322.8368 | 0 | 0 | 0.042712 | 4.2402e-08 | 0.077698 | 0.014428 | 0.24 | 0.71048 | 0 | 0.77373 | 0.0019566 | 0 | #DIV/0! | #DIV/0! | #DIV/0! | #DIV/0! | 0 | 0 | 0 | 0
1980-05-07 | May | 7 | 11:00 | 50 | 310 | 1220.4725 | 73228.3488 | 0 | 0 | 0.042624 | 4.2222e-08 | 0.07786 | 0.0144 | 0.24 | 0.7104 | 0 | 0.77061 | 0.0019608 | 0 | #DIV/0! | #DIV/0! | #DIV/0! | #DIV/0! | 0 | 0 | 0 | 0
1980-05-07 | May | 7 | 12:00 | 51.08 | 300 | 1122.0473 | 67322.8368 | 0 | 0 | 0.042712 | 4.2402e-08 | 0.077698 | 0.014428 | 0.24 | 0.71048 | 0 | 0.77373 | 0.0019566 | 0 | #DIV/0! | #DIV/0! | #DIV/0! | #DIV/0! | 0 | 0 | 0 | 0
1980-05-07 | May | 7 | 13:00 | 53.96 | 310 | 1417.3229 | 85039.3728 | 0 | 0 | 0.042945 | 4.2882e-08 | 0.077266 | 0.014503 | 0.24 | 0.71067 | 0 | 0.78209 | 0.0019457 | 0 | #DIV/0! | #DIV/0! | #DIV/0! | #DIV/0! | 0 | 0 | 0 | 0
1980-05-07 | May | 7 | 14:00 | 55.94 | 310 | 1417.3229 | 85039.3728 | 0 | 0 | 0.043106 | 4.3212e-08 | 0.076969 | 0.014554 | 0.24 | 0.71081 | 0 | 0.7879 | 0.0019382 | 0 | #DIV/0! | #DIV/0! | #DIV/0! | #DIV/0! | 0 | 0 | 0 | 0
1980-05-07 | May | 7 | 15:00 | 53.96 | 310 | 1023.6221 | 61417.3248 | 0 | 0 | 0.042945 | 4.2882e-08 | 0.077266 | 0.014503 | 0.24 | 0.71067 | 0 | 0.78209 | 0.0019457 | 0 | #DIV/0! | #DIV/0! | #DIV/0! | #DIV/0! | 0 | 0 | 0 | 0
1980-05-07 | May | 7 | 16:00 | 53.06 | 310 | 1220.4725 | 73228.3488 | 0 | 0 | 0.042872 | 4.2732e-08 | 0.077401 | 0.01448 | 0.24 | 0.71061 | 0 | 0.77947 | 0.0019491 | 0 | #DIV/0! | #DIV/0! | #DIV/0! | #DIV/0! | 0 | 0 | 0 | 0
1980-05-07 | May | 7 | 17:00 | 51.98 | 310 | 1417.3229 | 85039.3728 | 0 | 0 | 0.042785 | 4.2552e-08 | 0.077563 | 0.014451 | 0.24 | 0.71054 | 0 | 0.77633 | 0.0019532 | 0 | #DIV/0! | #DIV/0! | #DIV/0! | #DIV/0! | 0 | 0 | 0 | 0
1980-05-07 | May | 7 | 18:00 | 50 | 320 | 1515.7481 | 90944.8848 | 0 | 0 | 0.042624 | 4.2222e-08 | 0.07786 | 0.0144 | 0.24 | 0.7104 | 0 | 0.77061 | 0.0019608 | 0 | #DIV/0! | #DIV/0! | #DIV/0! | #DIV/0! | 0 | 0 | 0 | 0
1980-05-07 | May | 7 | 19:00 | 46.94 | 320 | 1023.6221 | 61417.3248 | 0 | 0 | 0.042341 | 4.1712e-08 | 0.078337 | 0.01432 | 0.24 | 0.7096 | 0 | 0.76169 | 0.0019726 | 0 | #DIV/0! | #DIV/0! | #DIV/0! | #DIV/0! | 0 | 0 | 0 | 0
1980-05-07 | May | 7 | 20:00 | 46.04 | 340 | 905.5118 | 54330.7104 | 0 | 0 | 0.042257 | 4.1562e-08 | 0.078478 | 0.014297 | 0.24 | 0.70936 | 0 | 0.75908 | 0.0019761 | 0 | #DIV/0! | #DIV/0! | #DIV/0! | #DIV/0! | 0 | 0 | 0 | 0
1980-05-07 | May | 7 | 21:00 | 46.04 | 340 | 511.811 | 30708.6624 | 0 | 0 | 0.042257 | 4.1562e-08 | 0.078478 | 0.014297 | 0.24 | 0.70936 | 0 | 0.75908 | 0.0019761 | 0 | #DIV/0! | #DIV/0! | #DIV/0! | #DIV/0! | 0 | 0 | 0 | 0
1980-05-07 | May | 7 | 22:00 | 42.98 | 320 | 295.2756 | 17716.536 | 0 | 0 | 0.041974 | 4.1052e-08 | 0.078955 | 0.014217 | 0.24 | 0.70854 | 0 | 0.75029 | 0.0019882 | 0 | #DIV/0! | #DIV/0! | #DIV/0! | #DIV/0! | 0 | 0 | 0 | 0
1980-05-07 | May | 7 | 23:00 | 42.98 | 280 | 413.3858 | 24803.1504 | 0 | 0 | 0.041974 | 4.1052e-08 | 0.078955 | 0.014217 | 0.24 | 0.70854 | 0 | 0.75029 | 0.0019882 | 0 | #DIV/0! | #DIV/0! | #DIV/0! | #DIV/0! | 0 | 0 | 0 | 0
1980-05-07 | May | 7 | 24:00 | 44.06 | 310 | 511.811 | 30708.6624 | 0 | 0 | 0.042074 | 4.1232e-08 | 0.078787 | 0.014246 | 0.24 | 0.70883 | 0 | 0.75338 | 0.0019839 | 0 | #DIV/0! | #DIV/0! | #DIV/0! | #DIV/0! | 0 | 0 | 0 | 0
1980-05-08 | May | 8 | 1:00 | 44.06 | 310 | 511.811 | 30708.6624 | 0 | 0 | 0.042074 | 4.1232e-08 | 0.078787 | 0.014246 | 0.24 | 0.70883 | 0 | 0.75338 | 0.0019839 | 0 | #DIV/0! | #DIV/0! | #DIV/0! | #DIV/0! | 0 | 0 | 0 | 0
1980-05-08 | May | 8 | 2:00 | 44.06 | 290 | 708.6614 | 42519.6864 | 0 | 0 | 0.042074 | 4.1232e-08 | 0.078787 | 0.014246 | 0.24 | 0.70883 | 0 | 0.75338 | 0.0019839 | 0 | #DIV/0! | #DIV/0! | #DIV/0! | #DIV/0! | 0 | 0 | 0 | 0
1980-05-08 | May | 8 | 3:00 | 44.06 | 310 | 807.0866 | 48425.1984 | 0 | 0 | 0.042074 | 4.1232e-08 | 0.078787 | 0.014246 | 0.24 | 0.70883 | 0 | 0.75338 | 0.0019839 | 0 | #DIV/0! | #DIV/0! | #DIV/0! | #DIV/0! | 0 | 0 | 0 | 0
1980-05-08 | May | 8 | 4:00 | 44.06 | 310 | 807.0866 | 48425.1984 | 0 | 0 | 0.042074 | 4.1232e-08 | 0.078787 | 0.014246 | 0.24 | 0.70883 | 0 | 0.75338 | 0.0019839 | 0 | #DIV/0! | #DIV/0! | #DIV/0! | #DIV/0! | 0 | 0 | 0 | 0
1980-05-08 | May | 8 | 5:00 | 42.98 | 320 | 1023.6221 | 61417.3248 | 0 | 0 | 0.041974 | 4.1052e-08 | 0.078955 | 0.014217 | 0.24 | 0.70854 | 0 | 0.75029 | 0.0019882 | 0 | #DIV/0! | #DIV/0! | #DIV/0! | #DIV/0! | 0 | 0 | 0 | 0
1980-05-08 | May | 8 | 6:00 | 42.08 | 320 | 1023.6221 | 61417.3248 | 0 | 0 | 0.04189 | 4.0902e-08 | 0.079096 | 0.014194 | 0.24 | 0.7083 | 0 | 0.74773 | 0.0019917 | 0 | #DIV/0! | #DIV/0! | #DIV/0! | #DIV/0! | 0 | 0 | 0 | 0
1980-05-08 | May | 8 | 7:00 | 44.06 | 320 | 1220.4725 | 73228.3488 | 0 | 0 | 0.042074 | 4.1232e-08 | 0.078787 | 0.014246 | 0.24 | 0.70883 | 0 | 0.75338 | 0.0019839 | 0 | #DIV/0! | #DIV/0! | #DIV/0! | #DIV/0! | 0 | 0 | 0 | 0
1980-05-08 | May | 8 | 8:00 | 48.02 | 350 | 610.2362 | 36614.1744 | 0 | 0 | 0.042441 | 4.1892e-08 | 0.078169 | 0.014349 | 0.24 | 0.70988 | 0 | 0.76482 | 0.0019684 | 0 | #DIV/0! | #DIV/0! | #DIV/0! | #DIV/0! | 0 | 0 | 0 | 0
1980-05-08 | May | 8 | 9:00 | 51.08 | 330 | 610.2362 | 36614.1744 | 0 | 0 | 0.042712 | 4.2402e-08 | 0.077698 | 0.014428 | 0.24 | 0.71048 | 0 | 0.77373 | 0.0019566 | 0 | #DIV/0! | #DIV/0! | #DIV/0! | #DIV/0! | 0 | 0 | 0 | 0
1980-05-08 | May | 8 | 10:00 | 50 | 320 | 1122.0473 | 67322.8368 | 0 | 0 | 0.042624 | 4.2222e-08 | 0.07786 | 0.0144 | 0.24 | 0.7104 | 0 | 0.77061 | 0.0019608 | 0 | #DIV/0! | #DIV/0! | #DIV/0! | #DIV/0! | 0 | 0 | 0 | 0
1980-05-08 | May | 8 | 11:00 | 51.08 | 300 | 610.2362 | 36614.1744 | 0 | 0 | 0.042712 | 4.2402e-08 | 0.077698 | 0.014428 | 0.24 | 0.71048 | 0 | 0.77373 | 0.0019566 | 0 | #DIV/0! | #DIV/0! | #DIV/0! | #DIV/0! | 0 | 0 | 0 | 0
1980-05-08 | May | 8 | 12:00 | 50 | 70 | 1023.6221 | 61417.3248 | 0 | 0 | 0.042624 | 4.2222e-08 | 0.07786 | 0.0144 | 0.24 | 0.7104 | 0 | 0.77061 | 0.0019608 | 0 | #DIV/0! | #DIV/0! | #DIV/0! | #DIV/0! | 0 | 0 | 0 | 0
1980-05-08 | May | 8 | 13:00 | 51.98 | 70 | 807.0866 | 48425.1984 | 0 | 0 | 0.042785 | 4.2552e-08 | 0.077563 | 0.014451 | 0.24 | 0.71054 | 0 | 0.77633 | 0.0019532 | 0 | #DIV/0! | #DIV/0! | #DIV/0! | #DIV/0! | 0 | 0 | 0 | 0
1980-05-08 | May | 8 | 14:00 | 51.08 | 10 | 413.3858 | 24803.1504 | 0 | 0 | 0.042712 | 4.2402e-08 | 0.077698 | 0.014428 | 0.24 | 0.71048 | 0 | 0.77373 | 0.0019566 | 0 | #DIV/0! | #DIV/0! | #DIV/0! | #DIV/0! | 0 | 0 | 0 | 0
1980-05-08 | May | 8 | 15:00 | 53.96 | 30 | 708.6614 | 42519.6864 | 0 | 0 | 0.042945 | 4.2882e-08 | 0.077266 | 0.014503 | 0.24 | 0.71067 | 0 | 0.78209 | 0.0019457 | 0 | #DIV/0! | #DIV/0! | #DIV/0! | #DIV/0! | 0 | 0 | 0 | 0
1980-05-08 | May | 8 | 16:00 | 53.06 | 280 | 807.0866 | 48425.1984 | 0 | 0 | 0.042872 | 4.2732e-08 | 0.077401 | 0.01448 | 0.24 | 0.71061 | 0 | 0.77947 | 0.0019491 | 0 | #DIV/0! | #DIV/0! | #DIV/0! | #DIV/0! | 0 | 0 | 0 | 0
1980-05-08 | May | 8 | 17:00 | 53.06 | 320 | 1122.0473 | 67322.8368 | 0 | 0 | 0.042872 | 4.2732e-08 | 0.077401 | 0.01448 | 0.24 | 0.71061 | 0 | 0.77947 | 0.0019491 | 0 | #DIV/0! | #DIV/0! | #DIV/0! | #DIV/0! | 0 | 0 | 0 | 0
1980-05-08 | May | 8 | 18:00 | 51.98 | 310 | 610.2362 | 36614.1744 | 0 | 0 | 0.042785 | 4.2552e-08 | 0.077563 | 0.014451 | 0.24 | 0.71054 | 0 | 0.77633 | 0.0019532 | 0 | #DIV/0! | #DIV/0! | #DIV/0! | #DIV/0! | 0 | 0 | 0 | 0
1980-05-08 | May | 8 | 19:00 | 51.08 | 30 | 511.811 | 30708.6624 | 0 | 0 | 0.042712 | 4.2402e-08 | 0.077698 | 0.014428 | 0.24 | 0.71048 | 0 | 0.77373 | 0.0019566 | 0 | #DIV/0! | #DIV/0! | #DIV/0! | #DIV/0! | 0 | 0 | 0 | 0
1980-05-08 | May | 8 | 20:00 | 48.02 | 140 | 610.2362 | 36614.1744 | 0 | 0 | 0.042441 | 4.1892e-08 | 0.078169 | 0.014349 | 0.24 | 0.70988 | 0 | 0.76482 | 0.0019684 | 0 | #DIV/0! | #DIV/0! | #DIV/0! | #DIV/0! | 0 | 0 | 0 | 0
1980-05-08 | May | 8 | 21:00 | 48.02 | 140 | 511.811 | 30708.6624 | 0 | 0 | 0.042441 | 4.1892e-08 | 0.078169 | 0.014349 | 0.24 | 0.70988 | 0 | 0.76482 | 0.0019684 | 0 | #DIV/0! | #DIV/0! | #DIV/0! | #DIV/0! | 0 | 0 | 0 | 0
1980-05-08 | May | 8 | 22:00 | 44.96 | 150 | 295.2756 | 17716.536 | 0 | 0 | 0.042157 | 4.1382e-08 | 0.078646 | 0.014269 | 0.24 | 0.70907 | 0 | 0.75597 | 0.0019804 | 0 | #DIV/0! | #DIV/0! | #DIV/0! | #DIV/0! | 0 | 0 | 0 | 0
1980-05-08 | May | 8 | 23:00 | 46.04 | 300 | 295.2756 | 17716.536 | 0 | 0 | 0.042257 | 4.1562e-08 | 0.078478 | 0.014297 | 0.24 | 0.70936 | 0 | 0.75908 | 0.0019761 | 0 | #DIV/0! | #DIV/0! | #DIV/0! | #DIV/0! | 0 | 0 | 0 | 0
1980-05-08 | May | 8 | 24:00 | 44.06 | 310 | 413.3858 | 24803.1504 | 0 | 0 | 0.042074 | 4.1232e-08 | 0.078787 | 0.014246 | 0.24 | 0.70883 | 0 | 0.75338 | 0.0019839 | 0 | #DIV/0! | #DIV/0! | #DIV/0! | #DIV/0! | 0 | 0 | 0 | 0
1980-05-09 | May | 9 | 1:00 | 39.92 | 300 | 196.8504 | 11811.024 | 0 | 0 | 0.041696 | 4.0547e-08 | 0.079433 | 0.014138 | 0.24 | 0.70781 | 0 | 0.74161 | 0.0020003 | 0 | #DIV/0! | #DIV/0! | #DIV/0! | #DIV/0! | 0 | 0 | 0 | 0
1980-05-09 | May | 9 | 2:00 | 35.96 | 300 | 295.2756 | 17716.536 | 0 | 0 | 0.041604 | 4.0107e-08 | 0.080074 | 0.014035 | 0.24 | 0.71143 | 0 | 0.73031 | 0.0020163 | 0 | #DIV/0! | #DIV/0! | #DIV/0! | #DIV/0! | 0 | 0 | 0 | 0
1980-05-09 | May | 9 | 3:00 | 37.04 | 360 | 511.811 | 30708.6624 | 0 | 0 | 0.041629 | 4.0227e-08 | 0.0799 | 0.014063 | 0.24 | 0.71044 | 0 | 0.73337 | 0.0020119 | 0 | #DIV/0! | #DIV/0! | #DIV/0! | #DIV/0! | 0 | 0 | 0 | 0
1980-05-09 | May | 9 | 4:00 | 37.04 | 330 | 196.8504 | 11811.024 | 0 | 0 | 0.041629 | 4.0227e-08 | 0.0799 | 0.014063 | 0.24 | 0.71044 | 0 | 0.73337 | 0.0020119 | 0 | #DIV/0! | #DIV/0! | #DIV/0! | #DIV/0! | 0 | 0 | 0 | 0
1980-05-09 | May | 9 | 5:00 | 35.06 | 280 | 196.8504 | 11811.024 | 0 | 0 | 0.041583 | 4.0007e-08 | 0.08022 | 0.014012 | 0.24 | 0.71226 | 0 | 0.72776 | 0.00202 | 0 | #DIV/0! | #DIV/0! | #DIV/0! | #DIV/0! | 0 | 0 | 0 | 0
1980-05-09 | May | 9 | 6:00 | 39.02 | 0 | 0 | 0 | 0 | 0 | 0.041675 | 4.0447e-08 | 0.079579 | 0.014115 | 0.24 | 0.70863 | 0 | 0.73902 | 0.0020039 | 0 | #DIV/0! | #DIV/0! | #DIV/0! | #DIV/0! | 0 | 0 | 0 | 0
1980-05-09 | May | 9 | 7:00 | 46.94 | 0 | 0 | 0 | 0 | 0 | 0.042341 | 4.1712e-08 | 0.078337 | 0.01432 | 0.24 | 0.7096 | 0 | 0.76169 | 0.0019726 | 0 | #DIV/0! | #DIV/0! | #DIV/0! | #DIV/0! | 0 | 0 | 0 | 0
1980-05-09 | May | 9 | 8:00 | 51.08 | 250 | 511.811 | 30708.6624 | 0 | 0 | 0.042712 | 4.2402e-08 | 0.077698 | 0.014428 | 0.24 | 0.71048 | 0 | 0.77373 | 0.0019566 | 0 | #DIV/0! | #DIV/0! | #DIV/0! | #DIV/0! | 0 | 0 | 0 | 0
1980-05-09 | May | 9 | 9:00 | 53.06 | 310 | 610.2362 | 36614.1744 | 0 | 0 | 0.042872 | 4.2732e-08 | 0.077401 | 0.01448 | 0.24 | 0.71061 | 0 | 0.77947 | 0.0019491 | 0 | #DIV/0! | #DIV/0! | #DIV/0! | #DIV/0! | 0 | 0 | 0 | 0
1980-05-09 | May | 9 | 10:00 | 55.94 | 320 | 905.5118 | 54330.7104 | 0 | 0 | 0.043106 | 4.3212e-08 | 0.076969 | 0.014554 | 0.24 | 0.71081 | 0 | 0.7879 | 0.0019382 | 0 | #DIV/0! | #DIV/0! | #DIV/0! | #DIV/0! | 0 | 0 | 0 | 0
1980-05-09 | May | 9 | 11:00 | 57.92 | 240 | 905.5118 | 54330.7104 | 0 | 0 | 0.043266 | 4.3542e-08 | 0.076672 | 0.014606 | 0.24 | 0.71094 | 0 | 0.79374 | 0.0019308 | 0 | #DIV/0! | #DIV/0! | #DIV/0! | #DIV/0! | 0 | 0 | 0 | 0
1980-05-09 | May | 9 | 12:00 | 60.08 | 260 | 1023.6221 | 61417.3248 | 0 | 0 | 0.043441 | 4.3902e-08 | 0.076348 | 0.014662 | 0.24 | 0.71108 | 0 | 0.80017 | 0.0019228 | 0 | #DIV/0! | #DIV/0! | #DIV/0! | #DIV/0! | 0 | 0 | 0 | 0
1980-05-09 | May | 9 | 13:00 | 62.06 | 300 | 610.2362 | 36614.1744 | 0 | 0 | 0.043602 | 4.4232e-08 | 0.076063 | 0.014714 | 0.24 | 0.71121 | 0 | 0.80599 | 0.0019155 | 0 | #DIV/0! | #DIV/0! | #DIV/0! | #DIV/0! | 0 | 0 | 0 | 0
1980-05-09 | May | 9 | 14:00 | 62.06 | 240 | 511.811 | 30708.6624 | 0 | 0 | 0.043602 | 4.4232e-08 | 0.076063 | 0.014714 | 0.24 | 0.71121 | 0 | 0.80599 | 0.0019155 | 0 | #DIV/0! | #DIV/0! | #DIV/0! | #DIV/0! | 0 | 0 | 0 | 0
1980-05-09 | May | 9 | 15:00 | 64.04 | 260 | 1023.6221 | 61417.3248 | 0 | 0 | 0.043762 | 4.4562e-08 | 0.075778 | 0.014765 | 0.24 | 0.71134 | 0 | 0.81186 | 0.0019083 | 0 | #DIV/0! | #DIV/0! | #DIV/0! | #DIV/0! | 0 | 0 | 0 | 0
1980-05-09 | May | 9 | 16:00 | 64.04 | 230 | 1023.6221 | 61417.3248 | 0 | 0 | 0.043762 | 4.4562e-08 | 0.075778 | 0.014765 | 0.24 | 0.71134 | 0 | 0.81186 | 0.0019083 | 0 | #DIV/0! | #DIV/0! | #DIV/0! | #DIV/0! | 0 | 0 | 0 | 0
1980-05-09 | May | 9 | 17:00 | 62.96 | 220 | 905.5118 | 54330.7104 | 0 | 0 | 0.043675 | 4.4382e-08 | 0.075934 | 0.014737 | 0.24 | 0.71127 | 0 | 0.80865 | 0.0019122 | 0 | #DIV/0! | #DIV/0! | #DIV/0! | #DIV/0! | 0 | 0 | 0 | 0
1980-05-09 | May | 9 | 18:00 | 60.98 | 200 | 807.0866 | 48425.1984 | 0 | 0 | 0.043514 | 4.4052e-08 | 0.076219 | 0.014685 | 0.24 | 0.71114 | 0 | 0.80281 | 0.0019195 | 0 | #DIV/0! | #DIV/0! | #DIV/0! | #DIV/0! | 0 | 0 | 0 | 0
1980-05-09 | May | 9 | 19:00 | 57.92 | 230 | 413.3858 | 24803.1504 | 0 | 0 | 0.043266 | 4.3542e-08 | 0.076672 | 0.014606 | 0.24 | 0.71094 | 0 | 0.79374 | 0.0019308 | 0 | #DIV/0! | #DIV/0! | #DIV/0! | #DIV/0! | 0 | 0 | 0 | 0
1980-05-09 | May | 9 | 20:00 | 55.04 | 0 | 0 | 0 | 0 | 0 | 0.043033 | 4.3062e-08 | 0.077104 | 0.014531 | 0.24 | 0.71074 | 0 | 0.78525 | 0.0019416 | 0 | #DIV/0! | #DIV/0! | #DIV/0! | #DIV/0! | 0 | 0 | 0 | 0
1980-05-09 | May | 9 | 21:00 | 51.98 | 0 | 0 | 0 | 0 | 0 | 0.042785 | 4.2552e-08 | 0.077563 | 0.014451 | 0.24 | 0.71054 | 0 | 0.77633 | 0.0019532 | 0 | #DIV/0! | #DIV/0! | #DIV/0! | #DIV/0! | 0 | 0 | 0 | 0
1980-05-09 | May | 9 | 22:00 | 48.02 | 140 | 610.2362 | 36614.1744 | 0 | 0 | 0.042441 | 4.1892e-08 | 0.078169 | 0.014349 | 0.24 | 0.70988 | 0 | 0.76482 | 0.0019684 | 0 | #DIV/0! | #DIV/0! | #DIV/0! | #DIV/0! | 0 | 0 | 0 | 0
1980-05-09 | May | 9 | 23:00 | 48.92 | 140 | 610.2362 | 36614.1744 | 0 | 0 | 0.042524 | 4.2042e-08 | 0.078028 | 0.014372 | 0.24 | 0.71012 | 0 | 0.76745 | 0.0019649 | 0 | #DIV/0! | #DIV/0! | #DIV/0! | #DIV/0! | 0 | 0 | 0 | 0
1980-05-09 | May | 9 | 24:00 | 46.94 | 150 | 610.2362 | 36614.1744 | 0 | 0 | 0.042341 | 4.1712e-08 | 0.078337 | 0.01432 | 0.24 | 0.7096 | 0 | 0.76169 | 0.0019726 | 0 | #DIV/0! | #DIV/0! | #DIV/0! | #DIV/0! | 0 | 0 | 0 | 0
1980-05-10 | May | 10 | 1:00 | 48.02 | 160 | 610.2362 | 36614.1744 | 0 | 0 | 0.042441 | 4.1892e-08 | 0.078169 | 0.014349 | 0.24 | 0.70988 | 0 | 0.76482 | 0.0019684 | 0 | #DIV/0! | #DIV/0! | #DIV/0! | #DIV/0! | 0 | 0 | 0 | 0
1980-05-10 | May | 10 | 2:00 | 48.02 | 170 | 610.2362 | 36614.1744 | 0 | 0 | 0.042441 | 4.1892e-08 | 0.078169 | 0.014349 | 0.24 | 0.70988 | 0 | 0.76482 | 0.0019684 | 0 | #DIV/0! | #DIV/0! | #DIV/0! | #DIV/0! | 0 | 0 | 0 | 0
1980-05-10 | May | 10 | 3:00 | 51.08 | 190 | 610.2362 | 36614.1744 | 0 | 0 | 0.042712 | 4.2402e-08 | 0.077698 | 0.014428 | 0.24 | 0.71048 | 0 | 0.77373 | 0.0019566 | 0 | #DIV/0! | #DIV/0! | #DIV/0! | #DIV/0! | 0 | 0 | 0 | 0
1980-05-10 | May | 10 | 4:00 | 51.08 | 180 | 610.2362 | 36614.1744 | 0 | 0 | 0.042712 | 4.2402e-08 | 0.077698 | 0.014428 | 0.24 | 0.71048 | 0 | 0.77373 | 0.0019566 | 0 | #DIV/0! | #DIV/0! | #DIV/0! | #DIV/0! | 0 | 0 | 0 | 0
1980-05-10 | May | 10 | 5:00 | 51.98 | 170 | 708.6614 | 42519.6864 | 0 | 0 | 0.042785 | 4.2552e-08 | 0.077563 | 0.014451 | 0.24 | 0.71054 | 0 | 0.77633 | 0.0019532 | 0 | #DIV/0! | #DIV/0! | #DIV/0! | #DIV/0! | 0 | 0 | 0 | 0
1980-05-10 | May | 10 | 6:00 | 53.06 | 190 | 905.5118 | 54330.7104 | 0 | 0 | 0.042872 | 4.2732e-08 | 0.077401 | 0.01448 | 0.24 | 0.71061 | 0 | 0.77947 | 0.0019491 | 0 | #DIV/0! | #DIV/0! | #DIV/0! | #DIV/0! | 0 | 0 | 0 | 0
1980-05-10 | May | 10 | 7:00 | 53.06 | 170 | 1417.3229 | 85039.3728 | 0 | 0 | 0.042872 | 4.2732e-08 | 0.077401 | 0.01448 | 0.24 | 0.71061 | 0 | 0.77947 | 0.0019491 | 0 | #DIV/0! | #DIV/0! | #DIV/0! | #DIV/0! | 0 | 0 | 0 | 0
1980-05-10 | May | 10 | 8:00 | 55.94 | 180 | 1122.0473 | 67322.8368 | 0 | 0 | 0.043106 | 4.3212e-08 | 0.076969 | 0.014554 | 0.24 | 0.71081 | 0 | 0.7879 | 0.0019382 | 0 | #DIV/0! | #DIV/0! | #DIV/0! | #DIV/0! | 0 | 0 | 0 | 0
1980-05-10 | May | 10 | 9:00 | 57.92 | 170 | 1122.0473 | 67322.8368 | 0 | 0 | 0.043266 | 4.3542e-08 | 0.076672 | 0.014606 | 0.24 | 0.71094 | 0 | 0.79374 | 0.0019308 | 0 | #DIV/0! | #DIV/0! | #DIV/0! | #DIV/0! | 0 | 0 | 0 | 0
1980-05-10 | May | 10 | 10:00 | 60.08 | 170 | 2027.5591 | 121653.5472 | 0 | 0 | 0.043441 | 4.3902e-08 | 0.076348 | 0.014662 | 0.24 | 0.71108 | 0 | 0.80017 | 0.0019228 | 0 | #DIV/0! | #DIV/0! | #DIV/0! | #DIV/0! | 0 | 0 | 0 | 0
1980-05-10 | May | 10 | 11:00 | 66.02 | 170 | 2322.8347 | 139370.0832 | 0 | 0 | 0.043923 | 4.4892e-08 | 0.075493 | 0.014817 | 0.24 | 0.71147 | 0 | 0.81776 | 0.0019011 | 0 | #DIV/0! | #DIV/0! | #DIV/0! | #DIV/0! | 0 | 0 | 0 | 0
1980-05-10 | May | 10 | 12:00 | 69.08 | 170 | 1929.1339 | 115748.0352 | 0 | 0 | 0.044171 | 4.5402e-08 | 0.075052 | 0.014896 | 0.24 | 0.71167 | 0 | 0.82698 | 0.0018901 | 0 | #DIV/0! | #DIV/0! | #DIV/0! | #DIV/0! | 0 | 0 | 0 | 0
1980-05-10 | May | 10 | 13:00 | 71.96 | 170 | 1515.7481 | 90944.8848 | 0 | 0 | 0.044336 | 4.5828e-08 | 0.074648 | 0.014971 | 0.24 | 0.71076 | 0 | 0.83565 | 0.0018798 | 0 | #DIV/0! | #DIV/0! | #DIV/0! | #DIV/0! | 0 | 0 | 0 | 0
1980-05-10 | May | 10 | 14:00 | 69.98 | 160 | 1929.1339 | 115748.0352 | 0 | 0 | 0.044244 | 4.5552e-08 | 0.074923 | 0.014919 | 0.24 | 0.71173 | 0 | 0.82971 | 0.0018869 | 0 | #DIV/0! | #DIV/0! | #DIV/0! | #DIV/0! | 0 | 0 | 0 | 0
1980-05-10 | May | 10 | 15:00 | 66.92 | 160 | 1614.1733 | 96850.3968 | 0 | 0 | 0.043996 | 4.5042e-08 | 0.075364 | 0.01484 | 0.24 | 0.71153 | 0 | 0.82046 | 0.0018978 | 0 | #DIV/0! | #DIV/0! | #DIV/0! | #DIV/0! | 0 | 0 | 0 | 0
1980-05-10 | May | 10 | 16:00 | 66.02 | 160 | 1220.4725 | 73228.3488 | 0 | 0 | 0.043923 | 4.4892e-08 | 0.075493 | 0.014817 | 0.24 | 0.71147 | 0 | 0.81776 | 0.0019011 | 0 | #DIV/0! | #DIV/0! | #DIV/0! | #DIV/0! | 0 | 0 | 0 | 0
1980-05-10 | May | 10 | 17:00 | 66.02 | 170 | 2027.5591 | 121653.5472 | 0 | 0 | 0.043923 | 4.4892e-08 | 0.075493 | 0.014817 | 0.24 | 0.71147 | 0 | 0.81776 | 0.0019011 | 0 | #DIV/0! | #DIV/0! | #DIV/0! | #DIV/0! | 0 | 0 | 0 | 0
1980-05-10 | May | 10 | 18:00 | 57.02 | 190 | 1023.6221 | 61417.3248 | 0 | 0 | 0.043193 | 4.3392e-08 | 0.076807 | 0.014583 | 0.24 | 0.71088 | 0 | 0.79108 | 0.0019342 | 0 | #DIV/0! | #DIV/0! | #DIV/0! | #DIV/0! | 0 | 0 | 0 | 0
1980-05-10 | May | 10 | 19:00 | 55.94 | 180 | 610.2362 | 36614.1744 | 0 | 0 | 0.043106 | 4.3212e-08 | 0.076969 | 0.014554 | 0.24 | 0.71081 | 0 | 0.7879 | 0.0019382 | 0 | #DIV/0! | #DIV/0! | #DIV/0! | #DIV/0! | 0 | 0 | 0 | 0
1980-05-10 | May | 10 | 20:00 | 57.02 | 170 | 708.6614 | 42519.6864 | 0 | 0 | 0.043193 | 4.3392e-08 | 0.076807 | 0.014583 | 0.24 | 0.71088 | 0 | 0.79108 | 0.0019342 | 0 | #DIV/0! | #DIV/0! | #DIV/0! | #DIV/0! | 0 | 0 | 0 | 0
1980-05-10 | May | 10 | 21:00 | 55.04 | 130 | 610.2362 | 36614.1744 | 0 | 0 | 0.043033 | 4.3062e-08 | 0.077104 | 0.014531 | 0.24 | 0.71074 | 0 | 0.78525 | 0.0019416 | 0 | #DIV/0! | #DIV/0! | #DIV/0! | #DIV/0! | 0 | 0 | 0 | 0
1980-05-10 | May | 10 | 22:00 | 55.04 | 120 | 610.2362 | 36614.1744 | 0 | 0 | 0.043033 | 4.3062e-08 | 0.077104 | 0.014531 | 0.24 | 0.71074 | 0 | 0.78525 | 0.0019416 | 0 | #DIV/0! | #DIV/0! | #DIV/0! | #DIV/0! | 0 | 0 | 0 | 0
1980-05-10 | May | 10 | 23:00 | 51.98 | 140 | 295.2756 | 17716.536 | 0 | 0 | 0.042785 | 4.2552e-08 | 0.077563 | 0.014451 | 0.24 | 0.71054 | 0 | 0.77633 | 0.0019532 | 0 | #DIV/0! | #DIV/0! | #DIV/0! | #DIV/0! | 0 | 0 | 0 | 0
1980-05-10 | May | 10 | 24:00 | 50 | 140 | 413.3858 | 24803.1504 | 0 | 0 | 0.042624 | 4.2222e-08 | 0.07786 | 0.0144 | 0.24 | 0.7104 | 0 | 0.77061 | 0.0019608 | 0 | #DIV/0! | #DIV/0! | #DIV/0! | #DIV/0! | 0 | 0 | 0 | 0
1980-05-11 | May | 11 | 1:00 | 48.02 | 280 | 196.8504 | 11811.024 | 0 | 0 | 0.042441 | 4.1892e-08 | 0.078169 | 0.014349 | 0.24 | 0.70988 | 0 | 0.76482 | 0.0019684 | 0 | #DIV/0! | #DIV/0! | #DIV/0! | #DIV/0! | 0 | 0 | 0 | 0
1980-05-11 | May | 11 | 2:00 | 51.08 | 230 | 511.811 | 30708.6624 | 0 | 0 | 0.042712 | 4.2402e-08 | 0.077698 | 0.014428 | 0.24 | 0.71048 | 0 | 0.77373 | 0.0019566 | 0 | #DIV/0! | #DIV/0! | #DIV/0! | #DIV/0! | 0 | 0 | 0 | 0
1980-05-11 | May | 11 | 3:00 | 53.96 | 250 | 511.811 | 30708.6624 | 0 | 0 | 0.042945 | 4.2882e-08 | 0.077266 | 0.014503 | 0.24 | 0.71067 | 0 | 0.78209 | 0.0019457 | 0 | #DIV/0! | #DIV/0! | #DIV/0! | #DIV/0! | 0 | 0 | 0 | 0
1980-05-11 | May | 11 | 4:00 | 53.96 | 330 | 1220.4725 | 73228.3488 | 0 | 0 | 0.042945 | 4.2882e-08 | 0.077266 | 0.014503 | 0.24 | 0.71067 | 0 | 0.78209 | 0.0019457 | 0 | #DIV/0! | #DIV/0! | #DIV/0! | #DIV/0! | 0 | 0 | 0 | 0
1980-05-11 | May | 11 | 5:00 | 51.08 | 350 | 1318.8977 | 79133.8608 | 0 | 0 | 0.042712 | 4.2402e-08 | 0.077698 | 0.014428 | 0.24 | 0.71048 | 0 | 0.77373 | 0.0019566 | 0 | #DIV/0! | #DIV/0! | #DIV/0! | #DIV/0! | 0 | 0 | 0 | 0
1980-05-11 | May | 11 | 6:00 | 48.02 | 340 | 1220.4725 | 73228.3488 | 0 | 0 | 0.042441 | 4.1892e-08 | 0.078169 | 0.014349 | 0.24 | 0.70988 | 0 | 0.76482 | 0.0019684 | 0 | #DIV/0! | #DIV/0! | #DIV/0! | #DIV/0! | 0 | 0 | 0 | 0
1980-05-11 | May | 11 | 7:00 | 51.08 | 350 | 1220.4725 | 73228.3488 | 0 | 0 | 0.042712 | 4.2402e-08 | 0.077698 | 0.014428 | 0.24 | 0.71048 | 0 | 0.77373 | 0.0019566 | 0 | #DIV/0! | #DIV/0! | #DIV/0! | #DIV/0! | 0 | 0 | 0 | 0
1980-05-11 | May | 11 | 8:00 | 53.06 | 360 | 1023.6221 | 61417.3248 | 0 | 0 | 0.042872 | 4.2732e-08 | 0.077401 | 0.01448 | 0.24 | 0.71061 | 0 | 0.77947 | 0.0019491 | 0 | #DIV/0! | #DIV/0! | #DIV/0! | #DIV/0! | 0 | 0 | 0 | 0
1980-05-11 | May | 11 | 9:00 | 55.04 | 360 | 708.6614 | 42519.6864 | 0 | 0 | 0.043033 | 4.3062e-08 | 0.077104 | 0.014531 | 0.24 | 0.71074 | 0 | 0.78525 | 0.0019416 | 0 | #DIV/0! | #DIV/0! | #DIV/0! | #DIV/0! | 0 | 0 | 0 | 0
1980-05-11 | May | 11 | 10:00 | 57.02 | 60 | 295.2756 | 17716.536 | 0 | 0 | 0.043193 | 4.3392e-08 | 0.076807 | 0.014583 | 0.24 | 0.71088 | 0 | 0.79108 | 0.0019342 | 0 | #DIV/0! | #DIV/0! | #DIV/0! | #DIV/0! | 0 | 0 | 0 | 0
1980-05-11 | May | 11 | 11:00 | 57.92 | 0 | 0 | 0 | 0 | 0 | 0.043266 | 4.3542e-08 | 0.076672 | 0.014606 | 0.24 | 0.71094 | 0 | 0.79374 | 0.0019308 | 0 | #DIV/0! | #DIV/0! | #DIV/0! | #DIV/0! | 0 | 0 | 0 | 0
1980-05-11 | May | 11 | 12:00 | 60.08 | 230 | 511.811 | 30708.6624 | 0 | 0 | 0.043441 | 4.3902e-08 | 0.076348 | 0.014662 | 0.24 | 0.71108 | 0 | 0.80017 | 0.0019228 | 0 | #DIV/0! | #DIV/0! | #DIV/0! | #DIV/0! | 0 | 0 | 0 | 0
1980-05-11 | May | 11 | 13:00 | 62.96 | 150 | 413.3858 | 24803.1504 | 0 | 0 | 0.043675 | 4.4382e-08 | 0.075934 | 0.014737 | 0.24 | 0.71127 | 0 | 0.80865 | 0.0019122 | 0 | #DIV/0! | #DIV/0! | #DIV/0! | #DIV/0! | 0 | 0 | 0 | 0
1980-05-11 | May | 11 | 14:00 | 64.94 | 30 | 511.811 | 30708.6624 | 0 | 0 | 0.043835 | 4.4712e-08 | 0.075649 | 0.014788 | 0.24 | 0.7114 | 0 | 0.81454 | 0.001905 | 0 | #DIV/0! | #DIV/0! | #DIV/0! | #DIV/0! | 0 | 0 | 0 | 0
1980-05-11 | May | 11 | 15:00 | 62.06 | 100 | 1023.6221 | 61417.3248 | 0 | 0 | 0.043602 | 4.4232e-08 | 0.076063 | 0.014714 | 0.24 | 0.71121 | 0 | 0.80599 | 0.0019155 | 0 | #DIV/0! | #DIV/0! | #DIV/0! | #DIV/0! | 0 | 0 | 0 | 0
1980-05-11 | May | 11 | 16:00 | 60.98 | 90 | 708.6614 | 42519.6864 | 0 | 0 | 0.043514 | 4.4052e-08 | 0.076219 | 0.014685 | 0.24 | 0.71114 | 0 | 0.80281 | 0.0019195 | 0 | #DIV/0! | #DIV/0! | #DIV/0! | #DIV/0! | 0 | 0 | 0 | 0
1980-05-11 | May | 11 | 17:00 | 60.08 | 90 | 807.0866 | 48425.1984 | 0 | 0 | 0.043441 | 4.3902e-08 | 0.076348 | 0.014662 | 0.24 | 0.71108 | 0 | 0.80017 | 0.0019228 | 0 | #DIV/0! | #DIV/0! | #DIV/0! | #DIV/0! | 0 | 0 | 0 | 0
1980-05-11 | May | 11 | 18:00 | 57.92 | 80 | 708.6614 | 42519.6864 | 0 | 0 | 0.043266 | 4.3542e-08 | 0.076672 | 0.014606 | 0.24 | 0.71094 | 0 | 0.79374 | 0.0019308 | 0 | #DIV/0! | #DIV/0! | #DIV/0! | #DIV/0! | 0 | 0 | 0 | 0
1980-05-11 | May | 11 | 19:00 | 55.04 | 70 | 610.2362 | 36614.1744 | 0 | 0 | 0.043033 | 4.3062e-08 | 0.077104 | 0.014531 | 0.24 | 0.71074 | 0 | 0.78525 | 0.0019416 | 0 | #DIV/0! | #DIV/0! | #DIV/0! | #DIV/0! | 0 | 0 | 0 | 0
1980-05-11 | May | 11 | 20:00 | 53.96 | 50 | 511.811 | 30708.6624 | 0 | 0 | 0.042945 | 4.2882e-08 | 0.077266 | 0.014503 | 0.24 | 0.71067 | 0 | 0.78209 | 0.0019457 | 0 | #DIV/0! | #DIV/0! | #DIV/0! | #DIV/0! | 0 | 0 | 0 | 0
1980-05-11 | May | 11 | 21:00 | 51.98 | 0 | 0 | 0 | 0 | 0 | 0.042785 | 4.2552e-08 | 0.077563 | 0.014451 | 0.24 | 0.71054 | 0 | 0.77633 | 0.0019532 | 0 | #DIV/0! | #DIV/0! | #DIV/0! | #DIV/0! | 0 | 0 | 0 | 0
1980-05-11 | May | 11 | 22:00 | 51.98 | 120 | 295.2756 | 17716.536 | 0 | 0 | 0.042785 | 4.2552e-08 | 0.077563 | 0.014451 | 0.24 | 0.71054 | 0 | 0.77633 | 0.0019532 | 0 | #DIV/0! | #DIV/0! | #DIV/0! | #DIV/0! | 0 | 0 | 0 | 0
1980-05-11 | May | 11 | 23:00 | 53.06 | 110 | 413.3858 | 24803.1504 | 0 | 0 | 0.042872 | 4.2732e-08 | 0.077401 | 0.01448 | 0.24 | 0.71061 | 0 | 0.77947 | 0.0019491 | 0 | #DIV/0! | #DIV/0! | #DIV/0! | #DIV/0! | 0 | 0 | 0 | 0
1980-05-11 | May | 11 | 24:00 | 51.98 | 110 | 413.3858 | 24803.1504 | 0 | 0 | 0.042785 | 4.2552e-08 | 0.077563 | 0.014451 | 0.24 | 0.71054 | 0 | 0.77633 | 0.0019532 | 0 | #DIV/0! | #DIV/0! | #DIV/0! | #DIV/0! | 0 | 0 | 0 | 0
1980-05-12 | May | 12 | 1:00 | 53.06 | 120 | 196.8504 | 11811.024 | 0 | 0 | 0.042872 | 4.2732e-08 | 0.077401 | 0.01448 | 0.24 | 0.71061 | 0 | 0.77947 | 0.0019491 | 0 | #DIV/0! | #DIV/0! | #DIV/0! | #DIV/0! | 0 | 0 | 0 | 0
1980-05-12 | May | 12 | 2:00 | 51.98 | 140 | 295.2756 | 17716.536 | 0 | 0 | 0.042785 | 4.2552e-08 | 0.077563 | 0.014451 | 0.24 | 0.71054 | 0 | 0.77633 | 0.0019532 | 0 | #DIV/0! | #DIV/0! | #DIV/0! | #DIV/0! | 0 | 0 | 0 | 0
1980-05-12 | May | 12 | 3:00 | 51.08 | 180 | 196.8504 | 11811.024 | 0 | 0 | 0.042712 | 4.2402e-08 | 0.077698 | 0.014428 | 0.24 | 0.71048 | 0 | 0.77373 | 0.0019566 | 0 | #DIV/0! | #DIV/0! | #DIV/0! | #DIV/0! | 0 | 0 | 0 | 0
1980-05-12 | May | 12 | 4:00 | 51.08 | 360 | 295.2756 | 17716.536 | 0 | 0 | 0.042712 | 4.2402e-08 | 0.077698 | 0.014428 | 0.24 | 0.71048 | 0 | 0.77373 | 0.0019566 | 0 | #DIV/0! | #DIV/0! | #DIV/0! | #DIV/0! | 0 | 0 | 0 | 0
1980-05-12 | May | 12 | 5:00 | 50 | 30 | 295.2756 | 17716.536 | 0 | 0 | 0.042624 | 4.2222e-08 | 0.07786 | 0.0144 | 0.24 | 0.7104 | 0 | 0.77061 | 0.0019608 | 0 | #DIV/0! | #DIV/0! | #DIV/0! | #DIV/0! | 0 | 0 | 0 | 0
1980-05-12 | May | 12 | 6:00 | 51.98 | 360 | 295.2756 | 17716.536 | 0 | 0 | 0.042785 | 4.2552e-08 | 0.077563 | 0.014451 | 0.24 | 0.71054 | 0 | 0.77633 | 0.0019532 | 0 | #DIV/0! | #DIV/0! | #DIV/0! | #DIV/0! | 0 | 0 | 0 | 0
1980-05-12 | May | 12 | 7:00 | 53.06 | 40 | 295.2756 | 17716.536 | 0 | 0 | 0.042872 | 4.2732e-08 | 0.077401 | 0.01448 | 0.24 | 0.71061 | 0 | 0.77947 | 0.0019491 | 0 | #DIV/0! | #DIV/0! | #DIV/0! | #DIV/0! | 0 | 0 | 0 | 0
1980-05-12 | May | 12 | 8:00 | 55.04 | 30 | 511.811 | 30708.6624 | 0 | 0 | 0.043033 | 4.3062e-08 | 0.077104 | 0.014531 | 0.24 | 0.71074 | 0 | 0.78525 | 0.0019416 | 0 | #DIV/0! | #DIV/0! | #DIV/0! | #DIV/0! | 0 | 0 | 0 | 0
1980-05-12 | May | 12 | 9:00 | 57.92 | 30 | 807.0866 | 48425.1984 | 0 | 0 | 0.043266 | 4.3542e-08 | 0.076672 | 0.014606 | 0.24 | 0.71094 | 0 | 0.79374 | 0.0019308 | 0 | #DIV/0! | #DIV/0! | #DIV/0! | #DIV/0! | 0 | 0 | 0 | 0
1980-05-12 | May | 12 | 10:00 | 59 | 50 | 708.6614 | 42519.6864 | 0 | 0 | 0.043354 | 4.3722e-08 | 0.07651 | 0.014634 | 0.24 | 0.71101 | 0 | 0.79695 | 0.0019268 | 0 | #DIV/0! | #DIV/0! | #DIV/0! | #DIV/0! | 0 | 0 | 0 | 0
1980-05-12 | May | 12 | 11:00 | 60.08 | 50 | 1023.6221 | 61417.3248 | 0 | 0 | 0.043441 | 4.3902e-08 | 0.076348 | 0.014662 | 0.24 | 0.71108 | 0 | 0.80017 | 0.0019228 | 0 | #DIV/0! | #DIV/0! | #DIV/0! | #DIV/0! | 0 | 0 | 0 | 0
1980-05-12 | May | 12 | 12:00 | 60.08 | 60 | 708.6614 | 42519.6864 | 0 | 0 | 0.043441 | 4.3902e-08 | 0.076348 | 0.014662 | 0.24 | 0.71108 | 0 | 0.80017 | 0.0019228 | 0 | #DIV/0! | #DIV/0! | #DIV/0! | #DIV/0! | 0 | 0 | 0 | 0
1980-05-12 | May | 12 | 13:00 | 60.98 | 50 | 807.0866 | 48425.1984 | 0 | 0 | 0.043514 | 4.4052e-08 | 0.076219 | 0.014685 | 0.24 | 0.71114 | 0 | 0.80281 | 0.0019195 | 0 | #DIV/0! | #DIV/0! | #DIV/0! | #DIV/0! | 0 | 0 | 0 | 0
1980-05-12 | May | 12 | 14:00 | 62.96 | 60 | 1220.4725 | 73228.3488 | 0 | 0 | 0.043675 | 4.4382e-08 | 0.075934 | 0.014737 | 0.24 | 0.71127 | 0 | 0.80865 | 0.0019122 | 0 | #DIV/0! | #DIV/0! | #DIV/0! | #DIV/0! | 0 | 0 | 0 | 0
1980-05-12 | May | 12 | 15:00 | 60.08 | 70 | 1023.6221 | 61417.3248 | 0 | 0 | 0.043441 | 4.3902e-08 | 0.076348 | 0.014662 | 0.24 | 0.71108 | 0 | 0.80017 | 0.0019228 | 0 | #DIV/0! | #DIV/0! | #DIV/0! | #DIV/0! | 0 | 0 | 0 | 0
1980-05-12 | May | 12 | 16:00 | 60.08 | 80 | 1122.0473 | 67322.8368 | 0 | 0 | 0.043441 | 4.3902e-08 | 0.076348 | 0.014662 | 0.24 | 0.71108 | 0 | 0.80017 | 0.0019228 | 0 | #DIV/0! | #DIV/0! | #DIV/0! | #DIV/0! | 0 | 0 | 0 | 0
1980-05-12 | May | 12 | 17:00 | 60.98 | 50 | 708.6614 | 42519.6864 | 0 | 0 | 0.043514 | 4.4052e-08 | 0.076219 | 0.014685 | 0.24 | 0.71114 | 0 | 0.80281 | 0.0019195 | 0 | #DIV/0! | #DIV/0! | #DIV/0! | #DIV/0! | 0 | 0 | 0 | 0
1980-05-12 | May | 12 | 18:00 | 57.92 | 70 | 807.0866 | 48425.1984 | 0 | 0 | 0.043266 | 4.3542e-08 | 0.076672 | 0.014606 | 0.24 | 0.71094 | 0 | 0.79374 | 0.0019308 | 0 | #DIV/0! | #DIV/0! | #DIV/0! | #DIV/0! | 0 | 0 | 0 | 0
1980-05-12 | May | 12 | 19:00 | 57.02 | 60 | 807.0866 | 48425.1984 | 0 | 0 | 0.043193 | 4.3392e-08 | 0.076807 | 0.014583 | 0.24 | 0.71088 | 0 | 0.79108 | 0.0019342 | 0 | #DIV/0! | #DIV/0! | #DIV/0! | #DIV/0! | 0 | 0 | 0 | 0
1980-05-12 | May | 12 | 20:00 | 55.04 | 70 | 1023.6221 | 61417.3248 | 0 | 0 | 0.043033 | 4.3062e-08 | 0.077104 | 0.014531 | 0.24 | 0.71074 | 0 | 0.78525 | 0.0019416 | 0 | #DIV/0! | #DIV/0! | #DIV/0! | #DIV/0! | 0 | 0 | 0 | 0
1980-05-12 | May | 12 | 21:00 | 51.98 | 70 | 1220.4725 | 73228.3488 | 0 | 0 | 0.042785 | 4.2552e-08 | 0.077563 | 0.014451 | 0.24 | 0.71054 | 0 | 0.77633 | 0.0019532 | 0 | #DIV/0! | #DIV/0! | #DIV/0! | #DIV/0! | 0 | 0 | 0 | 0
1980-05-12 | May | 12 | 22:00 | 48.92 | 50 | 708.6614 | 42519.6864 | 0 | 0 | 0.042524 | 4.2042e-08 | 0.078028 | 0.014372 | 0.24 | 0.71012 | 0 | 0.76745 | 0.0019649 | 0 | #DIV/0! | #DIV/0! | #DIV/0! | #DIV/0! | 0 | 0 | 0 | 0
1980-05-12 | May | 12 | 23:00 | 46.94 | 30 | 511.811 | 30708.6624 | 0 | 0 | 0.042341 | 4.1712e-08 | 0.078337 | 0.01432 | 0.24 | 0.7096 | 0 | 0.76169 | 0.0019726 | 0 | #DIV/0! | #DIV/0! | #DIV/0! | #DIV/0! | 0 | 0 | 0 | 0
1980-05-12 | May | 12 | 24:00 | 46.04 | 50 | 1023.6221 | 61417.3248 | 0 | 0 | 0.042257 | 4.1562e-08 | 0.078478 | 0.014297 | 0.24 | 0.70936 | 0 | 0.75908 | 0.0019761 | 0 | #DIV/0! | #DIV/0! | #DIV/0! | #DIV/0! | 0 | 0 | 0 | 0
1980-05-13 | May | 13 | 1:00 | 46.04 | 50 | 610.2362 | 36614.1744 | 0 | 0 | 0.042257 | 4.1562e-08 | 0.078478 | 0.014297 | 0.24 | 0.70936 | 0 | 0.75908 | 0.0019761 | 0 | #DIV/0! | #DIV/0! | #DIV/0! | #DIV/0! | 0 | 0 | 0 | 0
1980-05-13 | May | 13 | 2:00 | 46.04 | 40 | 807.0866 | 48425.1984 | 0 | 0 | 0.042257 | 4.1562e-08 | 0.078478 | 0.014297 | 0.24 | 0.70936 | 0 | 0.75908 | 0.0019761 | 0 | #DIV/0! | #DIV/0! | #DIV/0! | #DIV/0! | 0 | 0 | 0 | 0
1980-05-13 | May | 13 | 3:00 | 46.94 | 20 | 610.2362 | 36614.1744 | 0 | 0 | 0.042341 | 4.1712e-08 | 0.078337 | 0.01432 | 0.24 | 0.7096 | 0 | 0.76169 | 0.0019726 | 0 | #DIV/0! | #DIV/0! | #DIV/0! | #DIV/0! | 0 | 0 | 0 | 0
1980-05-13 | May | 13 | 4:00 | 46.94 | 30 | 708.6614 | 42519.6864 | 0 | 0 | 0.042341 | 4.1712e-08 | 0.078337 | 0.01432 | 0.24 | 0.7096 | 0 | 0.76169 | 0.0019726 | 0 | #DIV/0! | #DIV/0! | #DIV/0! | #DIV/0! | 0 | 0 | 0 | 0
1980-05-13 | May | 13 | 5:00 | 46.04 | 50 | 1122.0473 | 67322.8368 | 0 | 0 | 0.042257 | 4.1562e-08 | 0.078478 | 0.014297 | 0.24 | 0.70936 | 0 | 0.75908 | 0.0019761 | 0 | #DIV/0! | #DIV/0! | #DIV/0! | #DIV/0! | 0 | 0 | 0 | 0
1980-05-13 | May | 13 | 6:00 | 46.04 | 40 | 1023.6221 | 61417.3248 | 0 | 0 | 0.042257 | 4.1562e-08 | 0.078478 | 0.014297 | 0.24 | 0.70936 | 0 | 0.75908 | 0.0019761 | 0 | #DIV/0! | #DIV/0! | #DIV/0! | #DIV/0! | 0 | 0 | 0 | 0
1980-05-13 | May | 13 | 7:00 | 48.02 | 80 | 511.811 | 30708.6624 | 0 | 0 | 0.042441 | 4.1892e-08 | 0.078169 | 0.014349 | 0.24 | 0.70988 | 0 | 0.76482 | 0.0019684 | 0 | #DIV/0! | #DIV/0! | #DIV/0! | #DIV/0! | 0 | 0 | 0 | 0
1980-05-13 | May | 13 | 8:00 | 50 | 120 | 413.3858 | 24803.1504 | 0 | 0 | 0.042624 | 4.2222e-08 | 0.07786 | 0.0144 | 0.24 | 0.7104 | 0 | 0.77061 | 0.0019608 | 0 | #DIV/0! | #DIV/0! | #DIV/0! | #DIV/0! | 0 | 0 | 0 | 0
1980-05-13 | May | 13 | 9:00 | 53.06 | 140 | 610.2362 | 36614.1744 | 0 | 0 | 0.042872 | 4.2732e-08 | 0.077401 | 0.01448 | 0.24 | 0.71061 | 0 | 0.77947 | 0.0019491 | 0 | #DIV/0! | #DIV/0! | #DIV/0! | #DIV/0! | 0 | 0 | 0 | 0
1980-05-13 | May | 13 | 10:00 | 53.06 | 100 | 610.2362 | 36614.1744 | 0 | 0 | 0.042872 | 4.2732e-08 | 0.077401 | 0.01448 | 0.24 | 0.71061 | 0 | 0.77947 | 0.0019491 | 0 | #DIV/0! | #DIV/0! | #DIV/0! | #DIV/0! | 0 | 0 | 0 | 0
1980-05-13 | May | 13 | 11:00 | 60.98 | 130 | 1220.4725 | 73228.3488 | 0 | 0 | 0.043514 | 4.4052e-08 | 0.076219 | 0.014685 | 0.24 | 0.71114 | 0 | 0.80281 | 0.0019195 | 0 | #DIV/0! | #DIV/0! | #DIV/0! | #DIV/0! | 0 | 0 | 0 | 0
1980-05-13 | May | 13 | 12:00 | 62.96 | 300 | 1220.4725 | 73228.3488 | 0 | 0 | 0.043675 | 4.4382e-08 | 0.075934 | 0.014737 | 0.24 | 0.71127 | 0 | 0.80865 | 0.0019122 | 0 | #DIV/0! | #DIV/0! | #DIV/0! | #DIV/0! | 0 | 0 | 0 | 0
1980-05-13 | May | 13 | 13:00 | 68 | 250 | 2539.3702 | 152362.2096 | 0 | 0 | 0.044084 | 4.5222e-08 | 0.075208 | 0.014868 | 0.24 | 0.7116 | 0 | 0.82372 | 0.0018939 | 0 | #DIV/0! | #DIV/0! | #DIV/0! | #DIV/0! | 0 | 0 | 0 | 0
1980-05-13 | May | 13 | 14:00 | 62.96 | 310 | 1614.1733 | 96850.3968 | 0 | 0 | 0.043675 | 4.4382e-08 | 0.075934 | 0.014737 | 0.24 | 0.71127 | 0 | 0.80865 | 0.0019122 | 0 | #DIV/0! | #DIV/0! | #DIV/0! | #DIV/0! | 0 | 0 | 0 | 0
1980-05-13 | May | 13 | 15:00 | 60.08 | 320 | 1614.1733 | 96850.3968 | 0 | 0 | 0.043441 | 4.3902e-08 | 0.076348 | 0.014662 | 0.24 | 0.71108 | 0 | 0.80017 | 0.0019228 | 0 | #DIV/0! | #DIV/0! | #DIV/0! | #DIV/0! | 0 | 0 | 0 | 0
1980-05-13 | May | 13 | 16:00 | 51.98 | 340 | 1830.7087 | 109842.5232 | 0 | 0 | 0.042785 | 4.2552e-08 | 0.077563 | 0.014451 | 0.24 | 0.71054 | 0 | 0.77633 | 0.0019532 | 0 | #DIV/0! | #DIV/0! | #DIV/0! | #DIV/0! | 0 | 0 | 0 | 0
1980-05-13 | May | 13 | 17:00 | 50 | 330 | 1614.1733 | 96850.3968 | 0 | 0 | 0.042624 | 4.2222e-08 | 0.07786 | 0.0144 | 0.24 | 0.7104 | 0 | 0.77061 | 0.0019608 | 0 | #DIV/0! | #DIV/0! | #DIV/0! | #DIV/0! | 0 | 0 | 0 | 0
1980-05-13 | May | 13 | 18:00 | 46.94 | 340 | 1318.8977 | 79133.8608 | 0 | 0 | 0.042341 | 4.1712e-08 | 0.078337 | 0.01432 | 0.24 | 0.7096 | 0 | 0.76169 | 0.0019726 | 0 | #DIV/0! | #DIV/0! | #DIV/0! | #DIV/0! | 0 | 0 | 0 | 0
1980-05-13 | May | 13 | 19:00 | 46.94 | 340 | 1023.6221 | 61417.3248 | 0 | 0 | 0.042341 | 4.1712e-08 | 0.078337 | 0.01432 | 0.24 | 0.7096 | 0 | 0.76169 | 0.0019726 | 0 | #DIV/0! | #DIV/0! | #DIV/0! | #DIV/0! | 0 | 0 | 0 | 0
1980-05-13 | May | 13 | 20:00 | 44.96 | 330 | 1023.6221 | 61417.3248 | 0 | 0 | 0.042157 | 4.1382e-08 | 0.078646 | 0.014269 | 0.24 | 0.70907 | 0 | 0.75597 | 0.0019804 | 0 | #DIV/0! | #DIV/0! | #DIV/0! | #DIV/0! | 0 | 0 | 0 | 0
1980-05-13 | May | 13 | 21:00 | 44.96 | 320 | 807.0866 | 48425.1984 | 0 | 0 | 0.042157 | 4.1382e-08 | 0.078646 | 0.014269 | 0.24 | 0.70907 | 0 | 0.75597 | 0.0019804 | 0 | #DIV/0! | #DIV/0! | #DIV/0! | #DIV/0! | 0 | 0 | 0 | 0
1980-05-13 | May | 13 | 22:00 | 44.96 | 310 | 807.0866 | 48425.1984 | 0 | 0 | 0.042157 | 4.1382e-08 | 0.078646 | 0.014269 | 0.24 | 0.70907 | 0 | 0.75597 | 0.0019804 | 0 | #DIV/0! | #DIV/0! | #DIV/0! | #DIV/0! | 0 | 0 | 0 | 0
1980-05-13 | May | 13 | 23:00 | 44.06 | 330 | 610.2362 | 36614.1744 | 0 | 0 | 0.042074 | 4.1232e-08 | 0.078787 | 0.014246 | 0.24 | 0.70883 | 0 | 0.75338 | 0.0019839 | 0 | #DIV/0! | #DIV/0! | #DIV/0! | #DIV/0! | 0 | 0 | 0 | 0
1980-05-13 | May | 13 | 24:00 | 44.96 | 330 | 511.811 | 30708.6624 | 0 | 0 | 0.042157 | 4.1382e-08 | 0.078646 | 0.014269 | 0.24 | 0.70907 | 0 | 0.75597 | 0.0019804 | 0 | #DIV/0! | #DIV/0! | #DIV/0! | #DIV/0! | 0 | 0 | 0 | 0
1980-05-14 | May | 14 | 1:00 | 46.04 | 310 | 807.0866 | 48425.1984 | 0 | 0 | 0.042257 | 4.1562e-08 | 0.078478 | 0.014297 | 0.24 | 0.70936 | 0 | 0.75908 | 0.0019761 | 0 | #DIV/0! | #DIV/0! | #DIV/0! | #DIV/0! | 0 | 0 | 0 | 0
1980-05-14 | May | 14 | 2:00 | 46.04 | 300 | 610.2362 | 36614.1744 | 0 | 0 | 0.042257 | 4.1562e-08 | 0.078478 | 0.014297 | 0.24 | 0.70936 | 0 | 0.75908 | 0.0019761 | 0 | #DIV/0! | #DIV/0! | #DIV/0! | #DIV/0! | 0 | 0 | 0 | 0
1980-05-14 | May | 14 | 3:00 | 44.96 | 290 | 610.2362 | 36614.1744 | 0 | 0 | 0.042157 | 4.1382e-08 | 0.078646 | 0.014269 | 0.24 | 0.70907 | 0 | 0.75597 | 0.0019804 | 0 | #DIV/0! | #DIV/0! | #DIV/0! | #DIV/0! | 0 | 0 | 0 | 0
1980-05-14 | May | 14 | 4:00 | 42.98 | 270 | 511.811 | 30708.6624 | 0 | 0 | 0.041974 | 4.1052e-08 | 0.078955 | 0.014217 | 0.24 | 0.70854 | 0 | 0.75029 | 0.0019882 | 0 | #DIV/0! | #DIV/0! | #DIV/0! | #DIV/0! | 0 | 0 | 0 | 0
1980-05-14 | May | 14 | 5:00 | 42.08 | 290 | 610.2362 | 36614.1744 | 0 | 0 | 0.04189 | 4.0902e-08 | 0.079096 | 0.014194 | 0.24 | 0.7083 | 0 | 0.74773 | 0.0019917 | 0 | #DIV/0! | #DIV/0! | #DIV/0! | #DIV/0! | 0 | 0 | 0 | 0
1980-05-14 | May | 14 | 6:00 | 44.96 | 300 | 610.2362 | 36614.1744 | 0 | 0 | 0.042157 | 4.1382e-08 | 0.078646 | 0.014269 | 0.24 | 0.70907 | 0 | 0.75597 | 0.0019804 | 0 | #DIV/0! | #DIV/0! | #DIV/0! | #DIV/0! | 0 | 0 | 0 | 0
1980-05-14 | May | 14 | 7:00 | 48.02 | 320 | 708.6614 | 42519.6864 | 0 | 0 | 0.042441 | 4.1892e-08 | 0.078169 | 0.014349 | 0.24 | 0.70988 | 0 | 0.76482 | 0.0019684 | 0 | #DIV/0! | #DIV/0! | #DIV/0! | #DIV/0! | 0 | 0 | 0 | 0
1980-05-14 | May | 14 | 8:00 | 53.06 | 30 | 413.3858 | 24803.1504 | 0 | 0 | 0.042872 | 4.2732e-08 | 0.077401 | 0.01448 | 0.24 | 0.71061 | 0 | 0.77947 | 0.0019491 | 0 | #DIV/0! | #DIV/0! | #DIV/0! | #DIV/0! | 0 | 0 | 0 | 0
1980-05-14 | May | 14 | 9:00 | 55.04 | 360 | 413.3858 | 24803.1504 | 0 | 0 | 0.043033 | 4.3062e-08 | 0.077104 | 0.014531 | 0.24 | 0.71074 | 0 | 0.78525 | 0.0019416 | 0 | #DIV/0! | #DIV/0! | #DIV/0! | #DIV/0! | 0 | 0 | 0 | 0
1980-05-14 | May | 14 | 10:00 | 57.92 | 360 | 610.2362 | 36614.1744 | 0 | 0 | 0.043266 | 4.3542e-08 | 0.076672 | 0.014606 | 0.24 | 0.71094 | 0 | 0.79374 | 0.0019308 | 0 | #DIV/0! | #DIV/0! | #DIV/0! | #DIV/0! | 0 | 0 | 0 | 0
1980-05-14 | May | 14 | 11:00 | 59 | 10 | 610.2362 | 36614.1744 | 0 | 0 | 0.043354 | 4.3722e-08 | 0.07651 | 0.014634 | 0.24 | 0.71101 | 0 | 0.79695 | 0.0019268 | 0 | #DIV/0! | #DIV/0! | #DIV/0! | #DIV/0! | 0 | 0 | 0 | 0
1980-05-14 | May | 14 | 12:00 | 57.02 | 40 | 708.6614 | 42519.6864 | 0 | 0 | 0.043193 | 4.3392e-08 | 0.076807 | 0.014583 | 0.24 | 0.71088 | 0 | 0.79108 | 0.0019342 | 0 | #DIV/0! | #DIV/0! | #DIV/0! | #DIV/0! | 0 | 0 | 0 | 0
1980-05-14 | May | 14 | 13:00 | 57.92 | 100 | 708.6614 | 42519.6864 | 0 | 0 | 0.043266 | 4.3542e-08 | 0.076672 | 0.014606 | 0.24 | 0.71094 | 0 | 0.79374 | 0.0019308 | 0 | #DIV/0! | #DIV/0! | #DIV/0! | #DIV/0! | 0 | 0 | 0 | 0
1980-05-14 | May | 14 | 14:00 | 59 | 90 | 610.2362 | 36614.1744 | 0 | 0 | 0.043354 | 4.3722e-08 | 0.07651 | 0.014634 | 0.24 | 0.71101 | 0 | 0.79695 | 0.0019268 | 0 | #DIV/0! | #DIV/0! | #DIV/0! | #DIV/0! | 0 | 0 | 0 | 0
1980-05-14 | May | 14 | 15:00 | 57.92 | 70 | 807.0866 | 48425.1984 | 0 | 0 | 0.043266 | 4.3542e-08 | 0.076672 | 0.014606 | 0.24 | 0.71094 | 0 | 0.79374 | 0.0019308 | 0 | #DIV/0! | #DIV/0! | #DIV/0! | #DIV/0! | 0 | 0 | 0 | 0
1980-05-14 | May | 14 | 16:00 | 57.92 | 70 | 807.0866 | 48425.1984 | 0 | 0 | 0.043266 | 4.3542e-08 | 0.076672 | 0.014606 | 0.24 | 0.71094 | 0 | 0.79374 | 0.0019308 | 0 | #DIV/0! | #DIV/0! | #DIV/0! | #DIV/0! | 0 | 0 | 0 | 0
1980-05-14 | May | 14 | 17:00 | 57.02 | 100 | 1023.6221 | 61417.3248 | 0 | 0 | 0.043193 | 4.3392e-08 | 0.076807 | 0.014583 | 0.24 | 0.71088 | 0 | 0.79108 | 0.0019342 | 0 | #DIV/0! | #DIV/0! | #DIV/0! | #DIV/0! | 0 | 0 | 0 | 0
1980-05-14 | May | 14 | 18:00 | 55.04 | 90 | 1023.6221 | 61417.3248 | 0 | 0 | 0.043033 | 4.3062e-08 | 0.077104 | 0.014531 | 0.24 | 0.71074 | 0 | 0.78525 | 0.0019416 | 0 | #DIV/0! | #DIV/0! | #DIV/0! | #DIV/0! | 0 | 0 | 0 | 0
1980-05-14 | May | 14 | 19:00 | 51.98 | 110 | 905.5118 | 54330.7104 | 0 | 0 | 0.042785 | 4.2552e-08 | 0.077563 | 0.014451 | 0.24 | 0.71054 | 0 | 0.77633 | 0.0019532 | 0 | #DIV/0! | #DIV/0! | #DIV/0! | #DIV/0! | 0 | 0 | 0 | 0
1980-05-14 | May | 14 | 20:00 | 48.02 | 120 | 610.2362 | 36614.1744 | 0 | 0 | 0.042441 | 4.1892e-08 | 0.078169 | 0.014349 | 0.24 | 0.70988 | 0 | 0.76482 | 0.0019684 | 0 | #DIV/0! | #DIV/0! | #DIV/0! | #DIV/0! | 0 | 0 | 0 | 0
1980-05-14 | May | 14 | 21:00 | 48.02 | 110 | 511.811 | 30708.6624 | 0 | 0 | 0.042441 | 4.1892e-08 | 0.078169 | 0.014349 | 0.24 | 0.70988 | 0 | 0.76482 | 0.0019684 | 0 | #DIV/0! | #DIV/0! | #DIV/0! | #DIV/0! | 0 | 0 | 0 | 0
1980-05-14 | May | 14 | 22:00 | 48.02 | 130 | 511.811 | 30708.6624 | 0 | 0 | 0.042441 | 4.1892e-08 | 0.078169 | 0.014349 | 0.24 | 0.70988 | 0 | 0.76482 | 0.0019684 | 0 | #DIV/0! | #DIV/0! | #DIV/0! | #DIV/0! | 0 | 0 | 0 | 0
1980-05-14 | May | 14 | 23:00 | 50 | 140 | 610.2362 | 36614.1744 | 0 | 0 | 0.042624 | 4.2222e-08 | 0.07786 | 0.0144 | 0.24 | 0.7104 | 0 | 0.77061 | 0.0019608 | 0 | #DIV/0! | #DIV/0! | #DIV/0! | #DIV/0! | 0 | 0 | 0 | 0
1980-05-14 | May | 14 | 24:00 | 51.08 | 140 | 511.811 | 30708.6624 | 0 | 0 | 0.042712 | 4.2402e-08 | 0.077698 | 0.014428 | 0.24 | 0.71048 | 0 | 0.77373 | 0.0019566 | 0 | #DIV/0! | #DIV/0! | #DIV/0! | #DIV/0! | 0 | 0 | 0 | 0
1980-05-15 | May | 15 | 1:00 | 50 | 170 | 295.2756 | 17716.536 | 0 | 0 | 0.042624 | 4.2222e-08 | 0.07786 | 0.0144 | 0.24 | 0.7104 | 0 | 0.77061 | 0.0019608 | 0 | #DIV/0! | #DIV/0! | #DIV/0! | #DIV/0! | 0 | 0 | 0 | 0
1980-05-15 | May | 15 | 2:00 | 50 | 330 | 196.8504 | 11811.024 | 0 | 0 | 0.042624 | 4.2222e-08 | 0.07786 | 0.0144 | 0.24 | 0.7104 | 0 | 0.77061 | 0.0019608 | 0 | #DIV/0! | #DIV/0! | #DIV/0! | #DIV/0! | 0 | 0 | 0 | 0
1980-05-15 | May | 15 | 3:00 | 46.94 | 10 | 807.0866 | 48425.1984 | 0 | 0 | 0.042341 | 4.1712e-08 | 0.078337 | 0.01432 | 0.24 | 0.7096 | 0 | 0.76169 | 0.0019726 | 0 | #DIV/0! | #DIV/0! | #DIV/0! | #DIV/0! | 0 | 0 | 0 | 0
1980-05-15 | May | 15 | 4:00 | 46.94 | 110 | 708.6614 | 42519.6864 | 0 | 0 | 0.042341 | 4.1712e-08 | 0.078337 | 0.01432 | 0.24 | 0.7096 | 0 | 0.76169 | 0.0019726 | 0 | #DIV/0! | #DIV/0! | #DIV/0! | #DIV/0! | 0 | 0 | 0 | 0
1980-05-15 | May | 15 | 5:00 | 46.04 | 110 | 511.811 | 30708.6624 | 0 | 0 | 0.042257 | 4.1562e-08 | 0.078478 | 0.014297 | 0.24 | 0.70936 | 0 | 0.75908 | 0.0019761 | 0 | #DIV/0! | #DIV/0! | #DIV/0! | #DIV/0! | 0 | 0 | 0 | 0
1980-05-15 | May | 15 | 6:00 | 46.94 | 60 | 511.811 | 30708.6624 | 0 | 0 | 0.042341 | 4.1712e-08 | 0.078337 | 0.01432 | 0.24 | 0.7096 | 0 | 0.76169 | 0.0019726 | 0 | #DIV/0! | #DIV/0! | #DIV/0! | #DIV/0! | 0 | 0 | 0 | 0
1980-05-15 | May | 15 | 7:00 | 48.02 | 50 | 708.6614 | 42519.6864 | 0 | 0 | 0.042441 | 4.1892e-08 | 0.078169 | 0.014349 | 0.24 | 0.70988 | 0 | 0.76482 | 0.0019684 | 0 | #DIV/0! | #DIV/0! | #DIV/0! | #DIV/0! | 0 | 0 | 0 | 0
1980-05-15 | May | 15 | 8:00 | 51.98 | 40 | 511.811 | 30708.6624 | 0 | 0 | 0.042785 | 4.2552e-08 | 0.077563 | 0.014451 | 0.24 | 0.71054 | 0 | 0.77633 | 0.0019532 | 0 | #DIV/0! | #DIV/0! | #DIV/0! | #DIV/0! | 0 | 0 | 0 | 0
1980-05-15 | May | 15 | 9:00 | 55.04 | 70 | 708.6614 | 42519.6864 | 0 | 0 | 0.043033 | 4.3062e-08 | 0.077104 | 0.014531 | 0.24 | 0.71074 | 0 | 0.78525 | 0.0019416 | 0 | #DIV/0! | #DIV/0! | #DIV/0! | #DIV/0! | 0 | 0 | 0 | 0
1980-05-15 | May | 15 | 10:00 | 57.02 | 30 | 511.811 | 30708.6624 | 0 | 0 | 0.043193 | 4.3392e-08 | 0.076807 | 0.014583 | 0.24 | 0.71088 | 0 | 0.79108 | 0.0019342 | 0 | #DIV/0! | #DIV/0! | #DIV/0! | #DIV/0! | 0 | 0 | 0 | 0
1980-05-15 | May | 15 | 11:00 | 60.08 | 50 | 1122.0473 | 67322.8368 | 0 | 0 | 0.043441 | 4.3902e-08 | 0.076348 | 0.014662 | 0.24 | 0.71108 | 0 | 0.80017 | 0.0019228 | 0 | #DIV/0! | #DIV/0! | #DIV/0! | #DIV/0! | 0 | 0 | 0 | 0
1980-05-15 | May | 15 | 12:00 | 60.98 | 60 | 807.0866 | 48425.1984 | 0 | 0 | 0.043514 | 4.4052e-08 | 0.076219 | 0.014685 | 0.24 | 0.71114 | 0 | 0.80281 | 0.0019195 | 0 | #DIV/0! | #DIV/0! | #DIV/0! | #DIV/0! | 0 | 0 | 0 | 0
1980-05-15 | May | 15 | 13:00 | 60.98 | 60 | 807.0866 | 48425.1984 | 0 | 0 | 0.043514 | 4.4052e-08 | 0.076219 | 0.014685 | 0.24 | 0.71114 | 0 | 0.80281 | 0.0019195 | 0 | #DIV/0! | #DIV/0! | #DIV/0! | #DIV/0! | 0 | 0 | 0 | 0
1980-05-15 | May | 15 | 14:00 | 60.08 | 70 | 1023.6221 | 61417.3248 | 0 | 0 | 0.043441 | 4.3902e-08 | 0.076348 | 0.014662 | 0.24 | 0.71108 | 0 | 0.80017 | 0.0019228 | 0 | #DIV/0! | #DIV/0! | #DIV/0! | #DIV/0! | 0 | 0 | 0 | 0
1980-05-15 | May | 15 | 15:00 | 60.08 | 30 | 1023.6221 | 61417.3248 | 0 | 0 | 0.043441 | 4.3902e-08 | 0.076348 | 0.014662 | 0.24 | 0.71108 | 0 | 0.80017 | 0.0019228 | 0 | #DIV/0! | #DIV/0! | #DIV/0! | #DIV/0! | 0 | 0 | 0 | 0
1980-05-15 | May | 15 | 16:00 | 59 | 50 | 1023.6221 | 61417.3248 | 0 | 0 | 0.043354 | 4.3722e-08 | 0.07651 | 0.014634 | 0.24 | 0.71101 | 0 | 0.79695 | 0.0019268 | 0 | #DIV/0! | #DIV/0! | #DIV/0! | #DIV/0! | 0 | 0 | 0 | 0
1980-05-15 | May | 15 | 17:00 | 57.92 | 20 | 1023.6221 | 61417.3248 | 0 | 0 | 0.043266 | 4.3542e-08 | 0.076672 | 0.014606 | 0.24 | 0.71094 | 0 | 0.79374 | 0.0019308 | 0 | #DIV/0! | #DIV/0! | #DIV/0! | #DIV/0! | 0 | 0 | 0 | 0
1980-05-15 | May | 15 | 18:00 | 55.04 | 60 | 1023.6221 | 61417.3248 | 0 | 0 | 0.043033 | 4.3062e-08 | 0.077104 | 0.014531 | 0.24 | 0.71074 | 0 | 0.78525 | 0.0019416 | 0 | #DIV/0! | #DIV/0! | #DIV/0! | #DIV/0! | 0 | 0 | 0 | 0
1980-05-15 | May | 15 | 19:00 | 51.98 | 50 | 807.0866 | 48425.1984 | 0 | 0 | 0.042785 | 4.2552e-08 | 0.077563 | 0.014451 | 0.24 | 0.71054 | 0 | 0.77633 | 0.0019532 | 0 | #DIV/0! | #DIV/0! | #DIV/0! | #DIV/0! | 0 | 0 | 0 | 0
1980-05-15 | May | 15 | 20:00 | 48.92 | 50 | 1023.6221 | 61417.3248 | 0 | 0 | 0.042524 | 4.2042e-08 | 0.078028 | 0.014372 | 0.24 | 0.71012 | 0 | 0.76745 | 0.0019649 | 0 | #DIV/0! | #DIV/0! | #DIV/0! | #DIV/0! | 0 | 0 | 0 | 0
1980-05-15 | May | 15 | 21:00 | 46.94 | 50 | 708.6614 | 42519.6864 | 0 | 0 | 0.042341 | 4.1712e-08 | 0.078337 | 0.01432 | 0.24 | 0.7096 | 0 | 0.76169 | 0.0019726 | 0 | #DIV/0! | #DIV/0! | #DIV/0! | #DIV/0! | 0 | 0 | 0 | 0
1980-05-15 | May | 15 | 22:00 | 46.04 | 70 | 708.6614 | 42519.6864 | 0 | 0 | 0.042257 | 4.1562e-08 | 0.078478 | 0.014297 | 0.24 | 0.70936 | 0 | 0.75908 | 0.0019761 | 0 | #DIV/0! | #DIV/0! | #DIV/0! | #DIV/0! | 0 | 0 | 0 | 0
1980-05-15 | May | 15 | 23:00 | 44.06 | 40 | 511.811 | 30708.6624 | 0 | 0 | 0.042074 | 4.1232e-08 | 0.078787 | 0.014246 | 0.24 | 0.70883 | 0 | 0.75338 | 0.0019839 | 0 | #DIV/0! | #DIV/0! | #DIV/0! | #DIV/0! | 0 | 0 | 0 | 0
1980-05-15 | May | 15 | 24:00 | 42.98 | 40 | 511.811 | 30708.6624 | 0 | 0 | 0.041974 | 4.1052e-08 | 0.078955 | 0.014217 | 0.24 | 0.70854 | 0 | 0.75029 | 0.0019882 | 0 | #DIV/0! | #DIV/0! | #DIV/0! | #DIV/0! | 0 | 0 | 0 | 0
1980-05-16 | May | 16 | 1:00 | 42.98 | 40 | 610.2362 | 36614.1744 | 0 | 0 | 0.041974 | 4.1052e-08 | 0.078955 | 0.014217 | 0.24 | 0.70854 | 0 | 0.75029 | 0.0019882 | 0 | #DIV/0! | #DIV/0! | #DIV/0! | #DIV/0! | 0 | 0 | 0 | 0
1980-05-16 | May | 16 | 2:00 | 42.08 | 30 | 511.811 | 30708.6624 | 0 | 0 | 0.04189 | 4.0902e-08 | 0.079096 | 0.014194 | 0.24 | 0.7083 | 0 | 0.74773 | 0.0019917 | 0 | #DIV/0! | #DIV/0! | #DIV/0! | #DIV/0! | 0 | 0 | 0 | 0
1980-05-16 | May | 16 | 3:00 | 42.98 | 30 | 610.2362 | 36614.1744 | 0 | 0 | 0.041974 | 4.1052e-08 | 0.078955 | 0.014217 | 0.24 | 0.70854 | 0 | 0.75029 | 0.0019882 | 0 | #DIV/0! | #DIV/0! | #DIV/0! | #DIV/0! | 0 | 0 | 0 | 0
1980-05-16 | May | 16 | 4:00 | 42.98 | 40 | 413.3858 | 24803.1504 | 0 | 0 | 0.041974 | 4.1052e-08 | 0.078955 | 0.014217 | 0.24 | 0.70854 | 0 | 0.75029 | 0.0019882 | 0 | #DIV/0! | #DIV/0! | #DIV/0! | #DIV/0! | 0 | 0 | 0 | 0
1980-05-16 | May | 16 | 5:00 | 44.06 | 60 | 610.2362 | 36614.1744 | 0 | 0 | 0.042074 | 4.1232e-08 | 0.078787 | 0.014246 | 0.24 | 0.70883 | 0 | 0.75338 | 0.0019839 | 0 | #DIV/0! | #DIV/0! | #DIV/0! | #DIV/0! | 0 | 0 | 0 | 0
1980-05-16 | May | 16 | 6:00 | 48.02 | 70 | 610.2362 | 36614.1744 | 0 | 0 | 0.042441 | 4.1892e-08 | 0.078169 | 0.014349 | 0.24 | 0.70988 | 0 | 0.76482 | 0.0019684 | 0 | #DIV/0! | #DIV/0! | #DIV/0! | #DIV/0! | 0 | 0 | 0 | 0
1980-05-16 | May | 16 | 7:00 | 53.06 | 90 | 610.2362 | 36614.1744 | 0 | 0 | 0.042872 | 4.2732e-08 | 0.077401 | 0.01448 | 0.24 | 0.71061 | 0 | 0.77947 | 0.0019491 | 0 | #DIV/0! | #DIV/0! | #DIV/0! | #DIV/0! | 0 | 0 | 0 | 0
1980-05-16 | May | 16 | 8:00 | 57.02 | 90 | 807.0866 | 48425.1984 | 0 | 0 | 0.043193 | 4.3392e-08 | 0.076807 | 0.014583 | 0.24 | 0.71088 | 0 | 0.79108 | 0.0019342 | 0 | #DIV/0! | #DIV/0! | #DIV/0! | #DIV/0! | 0 | 0 | 0 | 0
1980-05-16 | May | 16 | 9:00 | 59 | 90 | 1220.4725 | 73228.3488 | 0 | 0 | 0.043354 | 4.3722e-08 | 0.07651 | 0.014634 | 0.24 | 0.71101 | 0 | 0.79695 | 0.0019268 | 0 | #DIV/0! | #DIV/0! | #DIV/0! | #DIV/0! | 0 | 0 | 0 | 0
1980-05-16 | May | 16 | 10:00 | 60.08 | 90 | 1023.6221 | 61417.3248 | 0 | 0 | 0.043441 | 4.3902e-08 | 0.076348 | 0.014662 | 0.24 | 0.71108 | 0 | 0.80017 | 0.0019228 | 0 | #DIV/0! | #DIV/0! | #DIV/0! | #DIV/0! | 0 | 0 | 0 | 0
1980-05-16 | May | 16 | 11:00 | 62.06 | 90 | 1220.4725 | 73228.3488 | 0 | 0 | 0.043602 | 4.4232e-08 | 0.076063 | 0.014714 | 0.24 | 0.71121 | 0 | 0.80599 | 0.0019155 | 0 | #DIV/0! | #DIV/0! | #DIV/0! | #DIV/0! | 0 | 0 | 0 | 0
1980-05-16 | May | 16 | 12:00 | 60.98 | 70 | 1515.7481 | 90944.8848 | 0 | 0 | 0.043514 | 4.4052e-08 | 0.076219 | 0.014685 | 0.24 | 0.71114 | 0 | 0.80281 | 0.0019195 | 0 | #DIV/0! | #DIV/0! | #DIV/0! | #DIV/0! | 0 | 0 | 0 | 0
1980-05-16 | May | 16 | 13:00 | 60.98 | 80 | 1023.6221 | 61417.3248 | 0 | 0 | 0.043514 | 4.4052e-08 | 0.076219 | 0.014685 | 0.24 | 0.71114 | 0 | 0.80281 | 0.0019195 | 0 | #DIV/0! | #DIV/0! | #DIV/0! | #DIV/0! | 0 | 0 | 0 | 0
1980-05-16 | May | 16 | 14:00 | 60.08 | 90 | 1417.3229 | 85039.3728 | 0 | 0 | 0.043441 | 4.3902e-08 | 0.076348 | 0.014662 | 0.24 | 0.71108 | 0 | 0.80017 | 0.0019228 | 0 | #DIV/0! | #DIV/0! | #DIV/0! | #DIV/0! | 0 | 0 | 0 | 0
1980-05-16 | May | 16 | 15:00 | 59 | 80 | 1122.0473 | 67322.8368 | 0 | 0 | 0.043354 | 4.3722e-08 | 0.07651 | 0.014634 | 0.24 | 0.71101 | 0 | 0.79695 | 0.0019268 | 0 | #DIV/0! | #DIV/0! | #DIV/0! | #DIV/0! | 0 | 0 | 0 | 0
1980-05-16 | May | 16 | 16:00 | 59 | 80 | 1220.4725 | 73228.3488 | 0 | 0 | 0.043354 | 4.3722e-08 | 0.07651 | 0.014634 | 0.24 | 0.71101 | 0 | 0.79695 | 0.0019268 | 0 | #DIV/0! | #DIV/0! | #DIV/0! | #DIV/0! | 0 | 0 | 0 | 0
1980-05-16 | May | 16 | 17:00 | 57.02 | 70 | 1122.0473 | 67322.8368 | 0 | 0 | 0.043193 | 4.3392e-08 | 0.076807 | 0.014583 | 0.24 | 0.71088 | 0 | 0.79108 | 0.0019342 | 0 | #DIV/0! | #DIV/0! | #DIV/0! | #DIV/0! | 0 | 0 | 0 | 0
1980-05-16 | May | 16 | 18:00 | 55.04 | 100 | 807.0866 | 48425.1984 | 0 | 0 | 0.043033 | 4.3062e-08 | 0.077104 | 0.014531 | 0.24 | 0.71074 | 0 | 0.78525 | 0.0019416 | 0 | #DIV/0! | #DIV/0! | #DIV/0! | #DIV/0! | 0 | 0 | 0 | 0
1980-05-16 | May | 16 | 19:00 | 51.98 | 240 | 413.3858 | 24803.1504 | 0 | 0 | 0.042785 | 4.2552e-08 | 0.077563 | 0.014451 | 0.24 | 0.71054 | 0 | 0.77633 | 0.0019532 | 0 | #DIV/0! | #DIV/0! | #DIV/0! | #DIV/0! | 0 | 0 | 0 | 0
1980-05-16 | May | 16 | 20:00 | 51.98 | 100 | 708.6614 | 42519.6864 | 0 | 0 | 0.042785 | 4.2552e-08 | 0.077563 | 0.014451 | 0.24 | 0.71054 | 0 | 0.77633 | 0.0019532 | 0 | #DIV/0! | #DIV/0! | #DIV/0! | #DIV/0! | 0 | 0 | 0 | 0
1980-05-16 | May | 16 | 21:00 | 53.06 | 100 | 807.0866 | 48425.1984 | 0 | 0 | 0.042872 | 4.2732e-08 | 0.077401 | 0.01448 | 0.24 | 0.71061 | 0 | 0.77947 | 0.0019491 | 0 | #DIV/0! | #DIV/0! | #DIV/0! | #DIV/0! | 0 | 0 | 0 | 0
1980-05-16 | May | 16 | 22:00 | 51.98 | 90 | 1122.0473 | 67322.8368 | 0 | 0 | 0.042785 | 4.2552e-08 | 0.077563 | 0.014451 | 0.24 | 0.71054 | 0 | 0.77633 | 0.0019532 | 0 | #DIV/0! | #DIV/0! | #DIV/0! | #DIV/0! | 0 | 0 | 0 | 0
1980-05-16 | May | 16 | 23:00 | 50 | 80 | 1220.4725 | 73228.3488 | 0 | 0 | 0.042624 | 4.2222e-08 | 0.07786 | 0.0144 | 0.24 | 0.7104 | 0 | 0.77061 | 0.0019608 | 0 | #DIV/0! | #DIV/0! | #DIV/0! | #DIV/0! | 0 | 0 | 0 | 0
1980-05-16 | May | 16 | 24:00 | 51.08 | 80 | 1023.6221 | 61417.3248 | 0 | 0 | 0.042712 | 4.2402e-08 | 0.077698 | 0.014428 | 0.24 | 0.71048 | 0 | 0.77373 | 0.0019566 | 0 | #DIV/0! | #DIV/0! | #DIV/0! | #DIV/0! | 0 | 0 | 0 | 0
1980-05-17 | May | 17 | 1:00 | 50 | 100 | 1023.6221 | 61417.3248 | 0 | 0 | 0.042624 | 4.2222e-08 | 0.07786 | 0.0144 | 0.24 | 0.7104 | 0 | 0.77061 | 0.0019608 | 0 | #DIV/0! | #DIV/0! | #DIV/0! | #DIV/0! | 0 | 0 | 0 | 0
1980-05-17 | May | 17 | 2:00 | 48.92 | 90 | 1122.0473 | 67322.8368 | 0 | 0 | 0.042524 | 4.2042e-08 | 0.078028 | 0.014372 | 0.24 | 0.71012 | 0 | 0.76745 | 0.0019649 | 0 | #DIV/0! | #DIV/0! | #DIV/0! | #DIV/0! | 0 | 0 | 0 | 0
1980-05-17 | May | 17 | 3:00 | 48.92 | 80 | 807.0866 | 48425.1984 | 0 | 0 | 0.042524 | 4.2042e-08 | 0.078028 | 0.014372 | 0.24 | 0.71012 | 0 | 0.76745 | 0.0019649 | 0 | #DIV/0! | #DIV/0! | #DIV/0! | #DIV/0! | 0 | 0 | 0 | 0
1980-05-17 | May | 17 | 4:00 | 48.92 | 80 | 708.6614 | 42519.6864 | 0 | 0 | 0.042524 | 4.2042e-08 | 0.078028 | 0.014372 | 0.24 | 0.71012 | 0 | 0.76745 | 0.0019649 | 0 | #DIV/0! | #DIV/0! | #DIV/0! | #DIV/0! | 0 | 0 | 0 | 0
1980-05-17 | May | 17 | 5:00 | 51.08 | 80 | 905.5118 | 54330.7104 | 0 | 0 | 0.042712 | 4.2402e-08 | 0.077698 | 0.014428 | 0.24 | 0.71048 | 0 | 0.77373 | 0.0019566 | 0 | #DIV/0! | #DIV/0! | #DIV/0! | #DIV/0! | 0 | 0 | 0 | 0
1980-05-17 | May | 17 | 6:00 | 50 | 70 | 905.5118 | 54330.7104 | 0 | 0 | 0.042624 | 4.2222e-08 | 0.07786 | 0.0144 | 0.24 | 0.7104 | 0 | 0.77061 | 0.0019608 | 0 | #DIV/0! | #DIV/0! | #DIV/0! | #DIV/0! | 0 | 0 | 0 | 0
1980-05-17 | May | 17 | 7:00 | 51.08 | 80 | 610.2362 | 36614.1744 | 0 | 0 | 0.042712 | 4.2402e-08 | 0.077698 | 0.014428 | 0.24 | 0.71048 | 0 | 0.77373 | 0.0019566 | 0 | #DIV/0! | #DIV/0! | #DIV/0! | #DIV/0! | 0 | 0 | 0 | 0
1980-05-17 | May | 17 | 8:00 | 53.06 | 80 | 1122.0473 | 67322.8368 | 0 | 0 | 0.042872 | 4.2732e-08 | 0.077401 | 0.01448 | 0.24 | 0.71061 | 0 | 0.77947 | 0.0019491 | 0 | #DIV/0! | #DIV/0! | #DIV/0! | #DIV/0! | 0 | 0 | 0 | 0
1980-05-17 | May | 17 | 9:00 | 53.96 | 80 | 905.5118 | 54330.7104 | 0 | 0 | 0.042945 | 4.2882e-08 | 0.077266 | 0.014503 | 0.24 | 0.71067 | 0 | 0.78209 | 0.0019457 | 0 | #DIV/0! | #DIV/0! | #DIV/0! | #DIV/0! | 0 | 0 | 0 | 0
1980-05-17 | May | 17 | 10:00 | 55.04 | 70 | 807.0866 | 48425.1984 | 0 | 0 | 0.043033 | 4.3062e-08 | 0.077104 | 0.014531 | 0.24 | 0.71074 | 0 | 0.78525 | 0.0019416 | 0 | #DIV/0! | #DIV/0! | #DIV/0! | #DIV/0! | 0 | 0 | 0 | 0
1980-05-17 | May | 17 | 11:00 | 55.04 | 70 | 807.0866 | 48425.1984 | 0 | 0 | 0.043033 | 4.3062e-08 | 0.077104 | 0.014531 | 0.24 | 0.71074 | 0 | 0.78525 | 0.0019416 | 0 | #DIV/0! | #DIV/0! | #DIV/0! | #DIV/0! | 0 | 0 | 0 | 0
1980-05-17 | May | 17 | 12:00 | 55.04 | 80 | 708.6614 | 42519.6864 | 0 | 0 | 0.043033 | 4.3062e-08 | 0.077104 | 0.014531 | 0.24 | 0.71074 | 0 | 0.78525 | 0.0019416 | 0 | #DIV/0! | #DIV/0! | #DIV/0! | #DIV/0! | 0 | 0 | 0 | 0
1980-05-17 | May | 17 | 13:00 | 55.94 | 70 | 1023.6221 | 61417.3248 | 0 | 0 | 0.043106 | 4.3212e-08 | 0.076969 | 0.014554 | 0.24 | 0.71081 | 0 | 0.7879 | 0.0019382 | 0 | #DIV/0! | #DIV/0! | #DIV/0! | #DIV/0! | 0 | 0 | 0 | 0
1980-05-17 | May | 17 | 14:00 | 55.94 | 60 | 807.0866 | 48425.1984 | 0 | 0 | 0.043106 | 4.3212e-08 | 0.076969 | 0.014554 | 0.24 | 0.71081 | 0 | 0.7879 | 0.0019382 | 0 | #DIV/0! | #DIV/0! | #DIV/0! | #DIV/0! | 0 | 0 | 0 | 0
1980-05-17 | May | 17 | 15:00 | 55.04 | 50 | 511.811 | 30708.6624 | 0 | 0 | 0.043033 | 4.3062e-08 | 0.077104 | 0.014531 | 0.24 | 0.71074 | 0 | 0.78525 | 0.0019416 | 0 | #DIV/0! | #DIV/0! | #DIV/0! | #DIV/0! | 0 | 0 | 0 | 0
1980-05-17 | May | 17 | 16:00 | 55.04 | 20 | 610.2362 | 36614.1744 | 0 | 0 | 0.043033 | 4.3062e-08 | 0.077104 | 0.014531 | 0.24 | 0.71074 | 0 | 0.78525 | 0.0019416 | 0 | #DIV/0! | #DIV/0! | #DIV/0! | #DIV/0! | 0 | 0 | 0 | 0
1980-05-17 | May | 17 | 17:00 | 53.96 | 10 | 807.0866 | 48425.1984 | 0 | 0 | 0.042945 | 4.2882e-08 | 0.077266 | 0.014503 | 0.24 | 0.71067 | 0 | 0.78209 | 0.0019457 | 0 | #DIV/0! | #DIV/0! | #DIV/0! | #DIV/0! | 0 | 0 | 0 | 0
1980-05-17 | May | 17 | 18:00 | 53.06 | 60 | 610.2362 | 36614.1744 | 0 | 0 | 0.042872 | 4.2732e-08 | 0.077401 | 0.01448 | 0.24 | 0.71061 | 0 | 0.77947 | 0.0019491 | 0 | #DIV/0! | #DIV/0! | #DIV/0! | #DIV/0! | 0 | 0 | 0 | 0
1980-05-17 | May | 17 | 19:00 | 53.06 | 20 | 610.2362 | 36614.1744 | 0 | 0 | 0.042872 | 4.2732e-08 | 0.077401 | 0.01448 | 0.24 | 0.71061 | 0 | 0.77947 | 0.0019491 | 0 | #DIV/0! | #DIV/0! | #DIV/0! | #DIV/0! | 0 | 0 | 0 | 0
1980-05-17 | May | 17 | 20:00 | 53.06 | 40 | 807.0866 | 48425.1984 | 0 | 0 | 0.042872 | 4.2732e-08 | 0.077401 | 0.01448 | 0.24 | 0.71061 | 0 | 0.77947 | 0.0019491 | 0 | #DIV/0! | #DIV/0! | #DIV/0! | #DIV/0! | 0 | 0 | 0 | 0
1980-05-17 | May | 17 | 21:00 | 51.98 | 10 | 511.811 | 30708.6624 | 0 | 0 | 0.042785 | 4.2552e-08 | 0.077563 | 0.014451 | 0.24 | 0.71054 | 0 | 0.77633 | 0.0019532 | 0 | #DIV/0! | #DIV/0! | #DIV/0! | #DIV/0! | 0 | 0 | 0 | 0
1980-05-17 | May | 17 | 22:00 | 51.08 | 0 | 0 | 0 | 0 | 0 | 0.042712 | 4.2402e-08 | 0.077698 | 0.014428 | 0.24 | 0.71048 | 0 | 0.77373 | 0.0019566 | 0 | #DIV/0! | #DIV/0! | #DIV/0! | #DIV/0! | 0 | 0 | 0 | 0
1980-05-17 | May | 17 | 23:00 | 51.98 | 340 | 610.2362 | 36614.1744 | 0 | 0 | 0.042785 | 4.2552e-08 | 0.077563 | 0.014451 | 0.24 | 0.71054 | 0 | 0.77633 | 0.0019532 | 0 | #DIV/0! | #DIV/0! | #DIV/0! | #DIV/0! | 0 | 0 | 0 | 0
1980-05-17 | May | 17 | 24:00 | 51.98 | 340 | 610.2362 | 36614.1744 | 0 | 0 | 0.042785 | 4.2552e-08 | 0.077563 | 0.014451 | 0.24 | 0.71054 | 0 | 0.77633 | 0.0019532 | 0 | #DIV/0! | #DIV/0! | #DIV/0! | #DIV/0! | 0 | 0 | 0 | 0
1980-05-18 | May | 18 | 1:00 | 51.08 | 300 | 413.3858 | 24803.1504 | 0 | 0 | 0.042712 | 4.2402e-08 | 0.077698 | 0.014428 | 0.24 | 0.71048 | 0 | 0.77373 | 0.0019566 | 0 | #DIV/0! | #DIV/0! | #DIV/0! | #DIV/0! | 0 | 0 | 0 | 0
1980-05-18 | May | 18 | 2:00 | 53.06 | 260 | 610.2362 | 36614.1744 | 0 | 0 | 0.042872 | 4.2732e-08 | 0.077401 | 0.01448 | 0.24 | 0.71061 | 0 | 0.77947 | 0.0019491 | 0 | #DIV/0! | #DIV/0! | #DIV/0! | #DIV/0! | 0 | 0 | 0 | 0
1980-05-18 | May | 18 | 3:00 | 53.96 | 310 | 807.0866 | 48425.1984 | 0 | 0 | 0.042945 | 4.2882e-08 | 0.077266 | 0.014503 | 0.24 | 0.71067 | 0 | 0.78209 | 0.0019457 | 0 | #DIV/0! | #DIV/0! | #DIV/0! | #DIV/0! | 0 | 0 | 0 | 0
1980-05-18 | May | 18 | 4:00 | 53.96 | 310 | 610.2362 | 36614.1744 | 0 | 0 | 0.042945 | 4.2882e-08 | 0.077266 | 0.014503 | 0.24 | 0.71067 | 0 | 0.78209 | 0.0019457 | 0 | #DIV/0! | #DIV/0! | #DIV/0! | #DIV/0! | 0 | 0 | 0 | 0
1980-05-18 | May | 18 | 5:00 | 53.96 | 350 | 511.811 | 30708.6624 | 0 | 0 | 0.042945 | 4.2882e-08 | 0.077266 | 0.014503 | 0.24 | 0.71067 | 0 | 0.78209 | 0.0019457 | 0 | #DIV/0! | #DIV/0! | #DIV/0! | #DIV/0! | 0 | 0 | 0 | 0
1980-05-18 | May | 18 | 6:00 | 53.96 | 340 | 610.2362 | 36614.1744 | 0 | 0 | 0.042945 | 4.2882e-08 | 0.077266 | 0.014503 | 0.24 | 0.71067 | 0 | 0.78209 | 0.0019457 | 0 | #DIV/0! | #DIV/0! | #DIV/0! | #DIV/0! | 0 | 0 | 0 | 0
1980-05-18 | May | 18 | 7:00 | 53.96 | 270 | 511.811 | 30708.6624 | 0 | 0 | 0.042945 | 4.2882e-08 | 0.077266 | 0.014503 | 0.24 | 0.71067 | 0 | 0.78209 | 0.0019457 | 0 | #DIV/0! | #DIV/0! | #DIV/0! | #DIV/0! | 0 | 0 | 0 | 0
1980-05-18 | May | 18 | 8:00 | 55.94 | 270 | 413.3858 | 24803.1504 | 0 | 0 | 0.043106 | 4.3212e-08 | 0.076969 | 0.014554 | 0.24 | 0.71081 | 0 | 0.7879 | 0.0019382 | 0 | #DIV/0! | #DIV/0! | #DIV/0! | #DIV/0! | 0 | 0 | 0 | 0
1980-05-18 | May | 18 | 9:00 | 59 | 230 | 413.3858 | 24803.1504 | 0 | 0 | 0.043354 | 4.3722e-08 | 0.07651 | 0.014634 | 0.24 | 0.71101 | 0 | 0.79695 | 0.0019268 | 0 | #DIV/0! | #DIV/0! | #DIV/0! | #DIV/0! | 0 | 0 | 0 | 0
1980-05-18 | May | 18 | 10:00 | 57.02 | 240 | 610.2362 | 36614.1744 | 0 | 0 | 0.043193 | 4.3392e-08 | 0.076807 | 0.014583 | 0.24 | 0.71088 | 0 | 0.79108 | 0.0019342 | 0 | #DIV/0! | #DIV/0! | #DIV/0! | #DIV/0! | 0 | 0 | 0 | 0
1980-05-18 | May | 18 | 11:00 | 60.08 | 210 | 610.2362 | 36614.1744 | 0 | 0 | 0.043441 | 4.3902e-08 | 0.076348 | 0.014662 | 0.24 | 0.71108 | 0 | 0.80017 | 0.0019228 | 0 | #DIV/0! | #DIV/0! | #DIV/0! | #DIV/0! | 0 | 0 | 0 | 0
1980-05-18 | May | 18 | 12:00 | 60.98 | 250 | 610.2362 | 36614.1744 | 0 | 0 | 0.043514 | 4.4052e-08 | 0.076219 | 0.014685 | 0.24 | 0.71114 | 0 | 0.80281 | 0.0019195 | 0 | #DIV/0! | #DIV/0! | #DIV/0! | #DIV/0! | 0 | 0 | 0 | 0
1980-05-18 | May | 18 | 13:00 | 60.98 | 270 | 610.2362 | 36614.1744 | 0 | 0 | 0.043514 | 4.4052e-08 | 0.076219 | 0.014685 | 0.24 | 0.71114 | 0 | 0.80281 | 0.0019195 | 0 | #DIV/0! | #DIV/0! | #DIV/0! | #DIV/0! | 0 | 0 | 0 | 0
1980-05-18 | May | 18 | 14:00 | 60.98 | 280 | 413.3858 | 24803.1504 | 0 | 0 | 0.043514 | 4.4052e-08 | 0.076219 | 0.014685 | 0.24 | 0.71114 | 0 | 0.80281 | 0.0019195 | 0 | #DIV/0! | #DIV/0! | #DIV/0! | #DIV/0! | 0 | 0 | 0 | 0
1980-05-18 | May | 18 | 15:00 | 60.08 | 360 | 610.2362 | 36614.1744 | 0 | 0 | 0.043441 | 4.3902e-08 | 0.076348 | 0.014662 | 0.24 | 0.71108 | 0 | 0.80017 | 0.0019228 | 0 | #DIV/0! | #DIV/0! | #DIV/0! | #DIV/0! | 0 | 0 | 0 | 0
1980-05-18 | May | 18 | 16:00 | 60.08 | 240 | 511.811 | 30708.6624 | 0 | 0 | 0.043441 | 4.3902e-08 | 0.076348 | 0.014662 | 0.24 | 0.71108 | 0 | 0.80017 | 0.0019228 | 0 | #DIV/0! | #DIV/0! | #DIV/0! | #DIV/0! | 0 | 0 | 0 | 0
1980-05-18 | May | 18 | 17:00 | 60.08 | 280 | 295.2756 | 17716.536 | 0 | 0 | 0.043441 | 4.3902e-08 | 0.076348 | 0.014662 | 0.24 | 0.71108 | 0 | 0.80017 | 0.0019228 | 0 | #DIV/0! | #DIV/0! | #DIV/0! | #DIV/0! | 0 | 0 | 0 | 0
1980-05-18 | May | 18 | 18:00 | 59 | 90 | 610.2362 | 36614.1744 | 0 | 0 | 0.043354 | 4.3722e-08 | 0.07651 | 0.014634 | 0.24 | 0.71101 | 0 | 0.79695 | 0.0019268 | 0 | #DIV/0! | #DIV/0! | #DIV/0! | #DIV/0! | 0 | 0 | 0 | 0
1980-05-18 | May | 18 | 19:00 | 55.94 | 70 | 610.2362 | 36614.1744 | 0 | 0 | 0.043106 | 4.3212e-08 | 0.076969 | 0.014554 | 0.24 | 0.71081 | 0 | 0.7879 | 0.0019382 | 0 | #DIV/0! | #DIV/0! | #DIV/0! | #DIV/0! | 0 | 0 | 0 | 0
1980-05-18 | May | 18 | 20:00 | 55.04 | 90 | 610.2362 | 36614.1744 | 0 | 0 | 0.043033 | 4.3062e-08 | 0.077104 | 0.014531 | 0.24 | 0.71074 | 0 | 0.78525 | 0.0019416 | 0 | #DIV/0! | #DIV/0! | #DIV/0! | #DIV/0! | 0 | 0 | 0 | 0
1980-05-18 | May | 18 | 21:00 | 53.96 | 50 | 511.811 | 30708.6624 | 0 | 0 | 0.042945 | 4.2882e-08 | 0.077266 | 0.014503 | 0.24 | 0.71067 | 0 | 0.78209 | 0.0019457 | 0 | #DIV/0! | #DIV/0! | #DIV/0! | #DIV/0! | 0 | 0 | 0 | 0
1980-05-18 | May | 18 | 22:00 | 53.96 | 60 | 511.811 | 30708.6624 | 0 | 0 | 0.042945 | 4.2882e-08 | 0.077266 | 0.014503 | 0.24 | 0.71067 | 0 | 0.78209 | 0.0019457 | 0 | #DIV/0! | #DIV/0! | #DIV/0! | #DIV/0! | 0 | 0 | 0 | 0
1980-05-18 | May | 18 | 23:00 | 53.06 | 60 | 413.3858 | 24803.1504 | 0 | 0 | 0.042872 | 4.2732e-08 | 0.077401 | 0.01448 | 0.24 | 0.71061 | 0 | 0.77947 | 0.0019491 | 0 | #DIV/0! | #DIV/0! | #DIV/0! | #DIV/0! | 0 | 0 | 0 | 0
1980-05-18 | May | 18 | 24:00 | 51.98 | 70 | 610.2362 | 36614.1744 | 0 | 0 | 0.042785 | 4.2552e-08 | 0.077563 | 0.014451 | 0.24 | 0.71054 | 0 | 0.77633 | 0.0019532 | 0 | #DIV/0! | #DIV/0! | #DIV/0! | #DIV/0! | 0 | 0 | 0 | 0
1980-05-19 | May | 19 | 1:00 | 48.92 | 60 | 511.811 | 30708.6624 | 0 | 0 | 0.042524 | 4.2042e-08 | 0.078028 | 0.014372 | 0.24 | 0.71012 | 0 | 0.76745 | 0.0019649 | 0 | #DIV/0! | #DIV/0! | #DIV/0! | #DIV/0! | 0 | 0 | 0 | 0
1980-05-19 | May | 19 | 2:00 | 48.92 | 80 | 413.3858 | 24803.1504 | 0 | 0 | 0.042524 | 4.2042e-08 | 0.078028 | 0.014372 | 0.24 | 0.71012 | 0 | 0.76745 | 0.0019649 | 0 | #DIV/0! | #DIV/0! | #DIV/0! | #DIV/0! | 0 | 0 | 0 | 0
1980-05-19 | May | 19 | 3:00 | 48.92 | 0 | 0 | 0 | 0 | 0 | 0.042524 | 4.2042e-08 | 0.078028 | 0.014372 | 0.24 | 0.71012 | 0 | 0.76745 | 0.0019649 | 0 | #DIV/0! | #DIV/0! | #DIV/0! | #DIV/0! | 0 | 0 | 0 | 0
1980-05-19 | May | 19 | 4:00 | 51.08 | 70 | 413.3858 | 24803.1504 | 0 | 0 | 0.042712 | 4.2402e-08 | 0.077698 | 0.014428 | 0.24 | 0.71048 | 0 | 0.77373 | 0.0019566 | 0 | #DIV/0! | #DIV/0! | #DIV/0! | #DIV/0! | 0 | 0 | 0 | 0
1980-05-19 | May | 19 | 5:00 | 51.98 | 60 | 610.2362 | 36614.1744 | 0 | 0 | 0.042785 | 4.2552e-08 | 0.077563 | 0.014451 | 0.24 | 0.71054 | 0 | 0.77633 | 0.0019532 | 0 | #DIV/0! | #DIV/0! | #DIV/0! | #DIV/0! | 0 | 0 | 0 | 0
1980-05-19 | May | 19 | 6:00 | 51.98 | 50 | 708.6614 | 42519.6864 | 0 | 0 | 0.042785 | 4.2552e-08 | 0.077563 | 0.014451 | 0.24 | 0.71054 | 0 | 0.77633 | 0.0019532 | 0 | #DIV/0! | #DIV/0! | #DIV/0! | #DIV/0! | 0 | 0 | 0 | 0
1980-05-19 | May | 19 | 7:00 | 51.98 | 40 | 905.5118 | 54330.7104 | 0 | 0 | 0.042785 | 4.2552e-08 | 0.077563 | 0.014451 | 0.24 | 0.71054 | 0 | 0.77633 | 0.0019532 | 0 | #DIV/0! | #DIV/0! | #DIV/0! | #DIV/0! | 0 | 0 | 0 | 0
1980-05-19 | May | 19 | 8:00 | 51.98 | 50 | 610.2362 | 36614.1744 | 0 | 0 | 0.042785 | 4.2552e-08 | 0.077563 | 0.014451 | 0.24 | 0.71054 | 0 | 0.77633 | 0.0019532 | 0 | #DIV/0! | #DIV/0! | #DIV/0! | #DIV/0! | 0 | 0 | 0 | 0
1980-05-19 | May | 19 | 9:00 | 55.04 | 40 | 610.2362 | 36614.1744 | 0 | 0 | 0.043033 | 4.3062e-08 | 0.077104 | 0.014531 | 0.24 | 0.71074 | 0 | 0.78525 | 0.0019416 | 0 | #DIV/0! | #DIV/0! | #DIV/0! | #DIV/0! | 0 | 0 | 0 | 0
1980-05-19 | May | 19 | 10:00 | 57.02 | 70 | 610.2362 | 36614.1744 | 0 | 0 | 0.043193 | 4.3392e-08 | 0.076807 | 0.014583 | 0.24 | 0.71088 | 0 | 0.79108 | 0.0019342 | 0 | #DIV/0! | #DIV/0! | #DIV/0! | #DIV/0! | 0 | 0 | 0 | 0
1980-05-19 | May | 19 | 11:00 | 60.08 | 50 | 807.0866 | 48425.1984 | 0 | 0 | 0.043441 | 4.3902e-08 | 0.076348 | 0.014662 | 0.24 | 0.71108 | 0 | 0.80017 | 0.0019228 | 0 | #DIV/0! | #DIV/0! | #DIV/0! | #DIV/0! | 0 | 0 | 0 | 0
1980-05-19 | May | 19 | 12:00 | 64.04 | 50 | 807.0866 | 48425.1984 | 0 | 0 | 0.043762 | 4.4562e-08 | 0.075778 | 0.014765 | 0.24 | 0.71134 | 0 | 0.81186 | 0.0019083 | 0 | #DIV/0! | #DIV/0! | #DIV/0! | #DIV/0! | 0 | 0 | 0 | 0
1980-05-19 | May | 19 | 13:00 | 66.02 | 40 | 1023.6221 | 61417.3248 | 0 | 0 | 0.043923 | 4.4892e-08 | 0.075493 | 0.014817 | 0.24 | 0.71147 | 0 | 0.81776 | 0.0019011 | 0 | #DIV/0! | #DIV/0! | #DIV/0! | #DIV/0! | 0 | 0 | 0 | 0
1980-05-19 | May | 19 | 14:00 | 64.94 | 40 | 1023.6221 | 61417.3248 | 0 | 0 | 0.043835 | 4.4712e-08 | 0.075649 | 0.014788 | 0.24 | 0.7114 | 0 | 0.81454 | 0.001905 | 0 | #DIV/0! | #DIV/0! | #DIV/0! | #DIV/0! | 0 | 0 | 0 | 0
1980-05-19 | May | 19 | 15:00 | 64.94 | 70 | 1023.6221 | 61417.3248 | 0 | 0 | 0.043835 | 4.4712e-08 | 0.075649 | 0.014788 | 0.24 | 0.7114 | 0 | 0.81454 | 0.001905 | 0 | #DIV/0! | #DIV/0! | #DIV/0! | #DIV/0! | 0 | 0 | 0 | 0
1980-05-19 | May | 19 | 16:00 | 64.94 | 80 | 511.811 | 30708.6624 | 0 | 0 | 0.043835 | 4.4712e-08 | 0.075649 | 0.014788 | 0.24 | 0.7114 | 0 | 0.81454 | 0.001905 | 0 | #DIV/0! | #DIV/0! | #DIV/0! | #DIV/0! | 0 | 0 | 0 | 0
1980-05-19 | May | 19 | 17:00 | 64.04 | 50 | 905.5118 | 54330.7104 | 0 | 0 | 0.043762 | 4.4562e-08 | 0.075778 | 0.014765 | 0.24 | 0.71134 | 0 | 0.81186 | 0.0019083 | 0 | #DIV/0! | #DIV/0! | #DIV/0! | #DIV/0! | 0 | 0 | 0 | 0
1980-05-19 | May | 19 | 18:00 | 60.98 | 50 | 905.5118 | 54330.7104 | 0 | 0 | 0.043514 | 4.4052e-08 | 0.076219 | 0.014685 | 0.24 | 0.71114 | 0 | 0.80281 | 0.0019195 | 0 | #DIV/0! | #DIV/0! | #DIV/0! | #DIV/0! | 0 | 0 | 0 | 0
1980-05-19 | May | 19 | 19:00 | 59 | 50 | 807.0866 | 48425.1984 | 0 | 0 | 0.043354 | 4.3722e-08 | 0.07651 | 0.014634 | 0.24 | 0.71101 | 0 | 0.79695 | 0.0019268 | 0 | #DIV/0! | #DIV/0! | #DIV/0! | #DIV/0! | 0 | 0 | 0 | 0
1980-05-19 | May | 19 | 20:00 | 55.94 | 50 | 610.2362 | 36614.1744 | 0 | 0 | 0.043106 | 4.3212e-08 | 0.076969 | 0.014554 | 0.24 | 0.71081 | 0 | 0.7879 | 0.0019382 | 0 | #DIV/0! | #DIV/0! | #DIV/0! | #DIV/0! | 0 | 0 | 0 | 0
1980-05-19 | May | 19 | 21:00 | 53.96 | 50 | 610.2362 | 36614.1744 | 0 | 0 | 0.042945 | 4.2882e-08 | 0.077266 | 0.014503 | 0.24 | 0.71067 | 0 | 0.78209 | 0.0019457 | 0 | #DIV/0! | #DIV/0! | #DIV/0! | #DIV/0! | 0 | 0 | 0 | 0
1980-05-19 | May | 19 | 22:00 | 51.98 | 50 | 413.3858 | 24803.1504 | 0 | 0 | 0.042785 | 4.2552e-08 | 0.077563 | 0.014451 | 0.24 | 0.71054 | 0 | 0.77633 | 0.0019532 | 0 | #DIV/0! | #DIV/0! | #DIV/0! | #DIV/0! | 0 | 0 | 0 | 0
1980-05-19 | May | 19 | 23:00 | 50 | 40 | 413.3858 | 24803.1504 | 0 | 0 | 0.042624 | 4.2222e-08 | 0.07786 | 0.0144 | 0.24 | 0.7104 | 0 | 0.77061 | 0.0019608 | 0 | #DIV/0! | #DIV/0! | #DIV/0! | #DIV/0! | 0 | 0 | 0 | 0
1980-05-19 | May | 19 | 24:00 | 48.02 | 10 | 295.2756 | 17716.536 | 0 | 0 | 0.042441 | 4.1892e-08 | 0.078169 | 0.014349 | 0.24 | 0.70988 | 0 | 0.76482 | 0.0019684 | 0 | #DIV/0! | #DIV/0! | #DIV/0! | #DIV/0! | 0 | 0 | 0 | 0
1980-05-20 | May | 20 | 1:00 | 46.04 | 10 | 413.3858 | 24803.1504 | 0 | 0 | 0.042257 | 4.1562e-08 | 0.078478 | 0.014297 | 0.24 | 0.70936 | 0 | 0.75908 | 0.0019761 | 0 | #DIV/0! | #DIV/0! | #DIV/0! | #DIV/0! | 0 | 0 | 0 | 0
1980-05-20 | May | 20 | 2:00 | 44.96 | 0 | 0 | 0 | 0 | 0 | 0.042157 | 4.1382e-08 | 0.078646 | 0.014269 | 0.24 | 0.70907 | 0 | 0.75597 | 0.0019804 | 0 | #DIV/0! | #DIV/0! | #DIV/0! | #DIV/0! | 0 | 0 | 0 | 0
1980-05-20 | May | 20 | 3:00 | 44.06 | 0 | 0 | 0 | 0 | 0 | 0.042074 | 4.1232e-08 | 0.078787 | 0.014246 | 0.24 | 0.70883 | 0 | 0.75338 | 0.0019839 | 0 | #DIV/0! | #DIV/0! | #DIV/0! | #DIV/0! | 0 | 0 | 0 | 0
1980-05-20 | May | 20 | 4:00 | 44.96 | 0 | 0 | 0 | 0 | 0 | 0.042157 | 4.1382e-08 | 0.078646 | 0.014269 | 0.24 | 0.70907 | 0 | 0.75597 | 0.0019804 | 0 | #DIV/0! | #DIV/0! | #DIV/0! | #DIV/0! | 0 | 0 | 0 | 0
1980-05-20 | May | 20 | 5:00 | 46.04 | 0 | 0 | 0 | 0 | 0 | 0.042257 | 4.1562e-08 | 0.078478 | 0.014297 | 0.24 | 0.70936 | 0 | 0.75908 | 0.0019761 | 0 | #DIV/0! | #DIV/0! | #DIV/0! | #DIV/0! | 0 | 0 | 0 | 0
1980-05-20 | May | 20 | 6:00 | 51.98 | 0 | 0 | 0 | 0 | 0 | 0.042785 | 4.2552e-08 | 0.077563 | 0.014451 | 0.24 | 0.71054 | 0 | 0.77633 | 0.0019532 | 0 | #DIV/0! | #DIV/0! | #DIV/0! | #DIV/0! | 0 | 0 | 0 | 0
1980-05-20 | May | 20 | 7:00 | 55.94 | 30 | 610.2362 | 36614.1744 | 0 | 0 | 0.043106 | 4.3212e-08 | 0.076969 | 0.014554 | 0.24 | 0.71081 | 0 | 0.7879 | 0.0019382 | 0 | #DIV/0! | #DIV/0! | #DIV/0! | #DIV/0! | 0 | 0 | 0 | 0
1980-05-20 | May | 20 | 8:00 | 60.08 | 40 | 1023.6221 | 61417.3248 | 0 | 0 | 0.043441 | 4.3902e-08 | 0.076348 | 0.014662 | 0.24 | 0.71108 | 0 | 0.80017 | 0.0019228 | 0 | #DIV/0! | #DIV/0! | #DIV/0! | #DIV/0! | 0 | 0 | 0 | 0
1980-05-20 | May | 20 | 9:00 | 64.04 | 50 | 807.0866 | 48425.1984 | 0 | 0 | 0.043762 | 4.4562e-08 | 0.075778 | 0.014765 | 0.24 | 0.71134 | 0 | 0.81186 | 0.0019083 | 0 | #DIV/0! | #DIV/0! | #DIV/0! | #DIV/0! | 0 | 0 | 0 | 0
1980-05-20 | May | 20 | 10:00 | 68 | 40 | 610.2362 | 36614.1744 | 0 | 0 | 0.044084 | 4.5222e-08 | 0.075208 | 0.014868 | 0.24 | 0.7116 | 0 | 0.82372 | 0.0018939 | 0 | #DIV/0! | #DIV/0! | #DIV/0! | #DIV/0! | 0 | 0 | 0 | 0
1980-05-20 | May | 20 | 11:00 | 69.08 | 60 | 511.811 | 30708.6624 | 0 | 0 | 0.044171 | 4.5402e-08 | 0.075052 | 0.014896 | 0.24 | 0.71167 | 0 | 0.82698 | 0.0018901 | 0 | #DIV/0! | #DIV/0! | #DIV/0! | #DIV/0! | 0 | 0 | 0 | 0
1980-05-20 | May | 20 | 12:00 | 71.96 | 20 | 610.2362 | 36614.1744 | 0 | 0 | 0.044336 | 4.5828e-08 | 0.074648 | 0.014971 | 0.24 | 0.71076 | 0 | 0.83565 | 0.0018798 | 0 | #DIV/0! | #DIV/0! | #DIV/0! | #DIV/0! | 0 | 0 | 0 | 0
1980-05-20 | May | 20 | 13:00 | 73.04 | 70 | 807.0866 | 48425.1984 | 0 | 0 | 0.044387 | 4.5978e-08 | 0.074497 | 0.014999 | 0.24 | 0.71023 | 0 | 0.8389 | 0.001876 | 0 | #DIV/0! | #DIV/0! | #DIV/0! | #DIV/0! | 0 | 0 | 0 | 0
1980-05-20 | May | 20 | 14:00 | 73.94 | 30 | 708.6614 | 42519.6864 | 0 | 0 | 0.044428 | 4.6103e-08 | 0.074372 | 0.015022 | 0.24 | 0.70979 | 0 | 0.84162 | 0.0018729 | 0 | #DIV/0! | #DIV/0! | #DIV/0! | #DIV/0! | 0 | 0 | 0 | 0
1980-05-20 | May | 20 | 15:00 | 73.94 | 40 | 1122.0473 | 67322.8368 | 0 | 0 | 0.044428 | 4.6103e-08 | 0.074372 | 0.015022 | 0.24 | 0.70979 | 0 | 0.84162 | 0.0018729 | 0 | #DIV/0! | #DIV/0! | #DIV/0! | #DIV/0! | 0 | 0 | 0 | 0
1980-05-20 | May | 20 | 16:00 | 71.06 | 30 | 1023.6221 | 61417.3248 | 0 | 0 | 0.044295 | 4.5703e-08 | 0.074773 | 0.014948 | 0.24 | 0.7112 | 0 | 0.83294 | 0.001883 | 0 | #DIV/0! | #DIV/0! | #DIV/0! | #DIV/0! | 0 | 0 | 0 | 0
1980-05-20 | May | 20 | 17:00 | 69.98 | 30 | 1023.6221 | 61417.3248 | 0 | 0 | 0.044244 | 4.5552e-08 | 0.074923 | 0.014919 | 0.24 | 0.71173 | 0 | 0.82971 | 0.0018869 | 0 | #DIV/0! | #DIV/0! | #DIV/0! | #DIV/0! | 0 | 0 | 0 | 0
1980-05-20 | May | 20 | 18:00 | 68 | 40 | 708.6614 | 42519.6864 | 0 | 0 | 0.044084 | 4.5222e-08 | 0.075208 | 0.014868 | 0.24 | 0.7116 | 0 | 0.82372 | 0.0018939 | 0 | #DIV/0! | #DIV/0! | #DIV/0! | #DIV/0! | 0 | 0 | 0 | 0
1980-05-20 | May | 20 | 19:00 | 62.96 | 40 | 708.6614 | 42519.6864 | 0 | 0 | 0.043675 | 4.4382e-08 | 0.075934 | 0.014737 | 0.24 | 0.71127 | 0 | 0.80865 | 0.0019122 | 0 | #DIV/0! | #DIV/0! | #DIV/0! | #DIV/0! | 0 | 0 | 0 | 0
1980-05-20 | May | 20 | 20:00 | 59 | 50 | 610.2362 | 36614.1744 | 0 | 0 | 0.043354 | 4.3722e-08 | 0.07651 | 0.014634 | 0.24 | 0.71101 | 0 | 0.79695 | 0.0019268 | 0 | #DIV/0! | #DIV/0! | #DIV/0! | #DIV/0! | 0 | 0 | 0 | 0
1980-05-20 | May | 20 | 21:00 | 55.94 | 40 | 295.2756 | 17716.536 | 0 | 0 | 0.043106 | 4.3212e-08 | 0.076969 | 0.014554 | 0.24 | 0.71081 | 0 | 0.7879 | 0.0019382 | 0 | #DIV/0! | #DIV/0! | #DIV/0! | #DIV/0! | 0 | 0 | 0 | 0
1980-05-20 | May | 20 | 22:00 | 50 | 190 | 196.8504 | 11811.024 | 0 | 0 | 0.042624 | 4.2222e-08 | 0.07786 | 0.0144 | 0.24 | 0.7104 | 0 | 0.77061 | 0.0019608 | 0 | #DIV/0! | #DIV/0! | #DIV/0! | #DIV/0! | 0 | 0 | 0 | 0
1980-05-20 | May | 20 | 23:00 | 48.02 | 0 | 0 | 0 | 0 | 0 | 0.042441 | 4.1892e-08 | 0.078169 | 0.014349 | 0.24 | 0.70988 | 0 | 0.76482 | 0.0019684 | 0 | #DIV/0! | #DIV/0! | #DIV/0! | #DIV/0! | 0 | 0 | 0 | 0
1980-05-20 | May | 20 | 24:00 | 46.94 | 0 | 0 | 0 | 0 | 0 | 0.042341 | 4.1712e-08 | 0.078337 | 0.01432 | 0.24 | 0.7096 | 0 | 0.76169 | 0.0019726 | 0 | #DIV/0! | #DIV/0! | #DIV/0! | #DIV/0! | 0 | 0 | 0 | 0
1980-05-21 | May | 21 | 1:00 | 46.04 | 0 | 0 | 0 | 0 | 0 | 0.042257 | 4.1562e-08 | 0.078478 | 0.014297 | 0.24 | 0.70936 | 0 | 0.75908 | 0.0019761 | 0 | #DIV/0! | #DIV/0! | #DIV/0! | #DIV/0! | 0 | 0 | 0 | 0
1980-05-21 | May | 21 | 2:00 | 44.96 | 0 | 0 | 0 | 0 | 0 | 0.042157 | 4.1382e-08 | 0.078646 | 0.014269 | 0.24 | 0.70907 | 0 | 0.75597 | 0.0019804 | 0 | #DIV/0! | #DIV/0! | #DIV/0! | #DIV/0! | 0 | 0 | 0 | 0
1980-05-21 | May | 21 | 3:00 | 46.04 | 210 | 413.3858 | 24803.1504 | 0 | 0 | 0.042257 | 4.1562e-08 | 0.078478 | 0.014297 | 0.24 | 0.70936 | 0 | 0.75908 | 0.0019761 | 0 | #DIV/0! | #DIV/0! | #DIV/0! | #DIV/0! | 0 | 0 | 0 | 0
1980-05-21 | May | 21 | 4:00 | 48.02 | 0 | 0 | 0 | 0 | 0 | 0.042441 | 4.1892e-08 | 0.078169 | 0.014349 | 0.24 | 0.70988 | 0 | 0.76482 | 0.0019684 | 0 | #DIV/0! | #DIV/0! | #DIV/0! | #DIV/0! | 0 | 0 | 0 | 0
1980-05-21 | May | 21 | 5:00 | 48.02 | 330 | 295.2756 | 17716.536 | 0 | 0 | 0.042441 | 4.1892e-08 | 0.078169 | 0.014349 | 0.24 | 0.70988 | 0 | 0.76482 | 0.0019684 | 0 | #DIV/0! | #DIV/0! | #DIV/0! | #DIV/0! | 0 | 0 | 0 | 0
1980-05-21 | May | 21 | 6:00 | 51.98 | 0 | 0 | 0 | 0 | 0 | 0.042785 | 4.2552e-08 | 0.077563 | 0.014451 | 0.24 | 0.71054 | 0 | 0.77633 | 0.0019532 | 0 | #DIV/0! | #DIV/0! | #DIV/0! | #DIV/0! | 0 | 0 | 0 | 0
1980-05-21 | May | 21 | 7:00 | 57.92 | 0 | 0 | 0 | 0 | 0 | 0.043266 | 4.3542e-08 | 0.076672 | 0.014606 | 0.24 | 0.71094 | 0 | 0.79374 | 0.0019308 | 0 | #DIV/0! | #DIV/0! | #DIV/0! | #DIV/0! | 0 | 0 | 0 | 0
1980-05-21 | May | 21 | 8:00 | 62.96 | 320 | 413.3858 | 24803.1504 | 0 | 0 | 0.043675 | 4.4382e-08 | 0.075934 | 0.014737 | 0.24 | 0.71127 | 0 | 0.80865 | 0.0019122 | 0 | #DIV/0! | #DIV/0! | #DIV/0! | #DIV/0! | 0 | 0 | 0 | 0
1980-05-21 | May | 21 | 9:00 | 68 | 250 | 413.3858 | 24803.1504 | 0 | 0 | 0.044084 | 4.5222e-08 | 0.075208 | 0.014868 | 0.24 | 0.7116 | 0 | 0.82372 | 0.0018939 | 0 | #DIV/0! | #DIV/0! | #DIV/0! | #DIV/0! | 0 | 0 | 0 | 0
1980-05-21 | May | 21 | 10:00 | 75.92 | 0 | 0 | 0 | 0 | 0 | 0.04452 | 4.6378e-08 | 0.074097 | 0.015074 | 0.24 | 0.70883 | 0 | 0.84764 | 0.001866 | 0 | #DIV/0! | #DIV/0! | #DIV/0! | #DIV/0! | 0 | 0 | 0 | 0
1980-05-21 | May | 21 | 11:00 | 78.98 | 50 | 610.2362 | 36614.1744 | 0 | 0 | 0.044662 | 4.6803e-08 | 0.073672 | 0.015153 | 0.24 | 0.70735 | 0 | 0.85704 | 0.0018554 | 0 | #DIV/0! | #DIV/0! | #DIV/0! | #DIV/0! | 0 | 0 | 0 | 0
1980-05-21 | May | 21 | 12:00 | 80.06 | 90 | 511.811 | 30708.6624 | 0 | 0 | 0.044712 | 4.6953e-08 | 0.073522 | 0.015182 | 0.24 | 0.70683 | 0 | 0.86038 | 0.0018516 | 0 | #DIV/0! | #DIV/0! | #DIV/0! | #DIV/0! | 0 | 0 | 0 | 0
1980-05-21 | May | 21 | 13:00 | 80.96 | 80 | 1023.6221 | 61417.3248 | 0 | 0 | 0.044753 | 4.7078e-08 | 0.073401 | 0.015205 | 0.24 | 0.7064 | 0 | 0.86312 | 0.0018486 | 0 | #DIV/0! | #DIV/0! | #DIV/0! | #DIV/0! | 0 | 0 | 0 | 0
1980-05-21 | May | 21 | 14:00 | 80.96 | 50 | 708.6614 | 42519.6864 | 0 | 0 | 0.044753 | 4.7078e-08 | 0.073401 | 0.015205 | 0.24 | 0.7064 | 0 | 0.86312 | 0.0018486 | 0 | #DIV/0! | #DIV/0! | #DIV/0! | #DIV/0! | 0 | 0 | 0 | 0
1980-05-21 | May | 21 | 15:00 | 80.06 | 60 | 807.0866 | 48425.1984 | 0 | 0 | 0.044712 | 4.6953e-08 | 0.073522 | 0.015182 | 0.24 | 0.70683 | 0 | 0.86038 | 0.0018516 | 0 | #DIV/0! | #DIV/0! | #DIV/0! | #DIV/0! | 0 | 0 | 0 | 0
1980-05-21 | May | 21 | 16:00 | 78.98 | 90 | 708.6614 | 42519.6864 | 0 | 0 | 0.044662 | 4.6803e-08 | 0.073672 | 0.015153 | 0.24 | 0.70735 | 0 | 0.85704 | 0.0018554 | 0 | #DIV/0! | #DIV/0! | #DIV/0! | #DIV/0! | 0 | 0 | 0 | 0
1980-05-21 | May | 21 | 17:00 | 78.08 | 90 | 905.5118 | 54330.7104 | 0 | 0 | 0.04462 | 4.6678e-08 | 0.073797 | 0.01513 | 0.24 | 0.70778 | 0 | 0.85426 | 0.0018585 | 0 | #DIV/0! | #DIV/0! | #DIV/0! | #DIV/0! | 0 | 0 | 0 | 0
1980-05-21 | May | 21 | 18:00 | 75.02 | 80 | 413.3858 | 24803.1504 | 0 | 0 | 0.044478 | 4.6253e-08 | 0.074222 | 0.015051 | 0.24 | 0.70926 | 0 | 0.8449 | 0.0018691 | 0 | #DIV/0! | #DIV/0! | #DIV/0! | #DIV/0! | 0 | 0 | 0 | 0
1980-05-21 | May | 21 | 19:00 | 69.08 | 110 | 708.6614 | 42519.6864 | 0 | 0 | 0.044171 | 4.5402e-08 | 0.075052 | 0.014896 | 0.24 | 0.71167 | 0 | 0.82698 | 0.0018901 | 0 | #DIV/0! | #DIV/0! | #DIV/0! | #DIV/0! | 0 | 0 | 0 | 0
1980-05-21 | May | 21 | 20:00 | 64.04 | 110 | 610.2362 | 36614.1744 | 0 | 0 | 0.043762 | 4.4562e-08 | 0.075778 | 0.014765 | 0.24 | 0.71134 | 0 | 0.81186 | 0.0019083 | 0 | #DIV/0! | #DIV/0! | #DIV/0! | #DIV/0! | 0 | 0 | 0 | 0
1980-05-21 | May | 21 | 21:00 | 64.04 | 110 | 511.811 | 30708.6624 | 0 | 0 | 0.043762 | 4.4562e-08 | 0.075778 | 0.014765 | 0.24 | 0.71134 | 0 | 0.81186 | 0.0019083 | 0 | #DIV/0! | #DIV/0! | #DIV/0! | #DIV/0! | 0 | 0 | 0 | 0
1980-05-21 | May | 21 | 22:00 | 57.02 | 180 | 295.2756 | 17716.536 | 0 | 0 | 0.043193 | 4.3392e-08 | 0.076807 | 0.014583 | 0.24 | 0.71088 | 0 | 0.79108 | 0.0019342 | 0 | #DIV/0! | #DIV/0! | #DIV/0! | #DIV/0! | 0 | 0 | 0 | 0
1980-05-21 | May | 21 | 23:00 | 53.06 | 0 | 0 | 0 | 0 | 0 | 0.042872 | 4.2732e-08 | 0.077401 | 0.01448 | 0.24 | 0.71061 | 0 | 0.77947 | 0.0019491 | 0 | #DIV/0! | #DIV/0! | #DIV/0! | #DIV/0! | 0 | 0 | 0 | 0
1980-05-21 | May | 21 | 24:00 | 51.08 | 0 | 0 | 0 | 0 | 0 | 0.042712 | 4.2402e-08 | 0.077698 | 0.014428 | 0.24 | 0.71048 | 0 | 0.77373 | 0.0019566 | 0 | #DIV/0! | #DIV/0! | #DIV/0! | #DIV/0! | 0 | 0 | 0 | 0
1980-05-22 | May | 22 | 1:00 | 51.08 | 0 | 0 | 0 | 0 | 0 | 0.042712 | 4.2402e-08 | 0.077698 | 0.014428 | 0.24 | 0.71048 | 0 | 0.77373 | 0.0019566 | 0 | #DIV/0! | #DIV/0! | #DIV/0! | #DIV/0! | 0 | 0 | 0 | 0
1980-05-22 | May | 22 | 2:00 | 48.92 | 330 | 413.3858 | 24803.1504 | 0 | 0 | 0.042524 | 4.2042e-08 | 0.078028 | 0.014372 | 0.24 | 0.71012 | 0 | 0.76745 | 0.0019649 | 0 | #DIV/0! | #DIV/0! | #DIV/0! | #DIV/0! | 0 | 0 | 0 | 0
1980-05-22 | May | 22 | 3:00 | 48.02 | 0 | 0 | 0 | 0 | 0 | 0.042441 | 4.1892e-08 | 0.078169 | 0.014349 | 0.24 | 0.70988 | 0 | 0.76482 | 0.0019684 | 0 | #DIV/0! | #DIV/0! | #DIV/0! | #DIV/0! | 0 | 0 | 0 | 0
1980-05-22 | May | 22 | 4:00 | 46.04 | 0 | 0 | 0 | 0 | 0 | 0.042257 | 4.1562e-08 | 0.078478 | 0.014297 | 0.24 | 0.70936 | 0 | 0.75908 | 0.0019761 | 0 | #DIV/0! | #DIV/0! | #DIV/0! | #DIV/0! | 0 | 0 | 0 | 0
1980-05-22 | May | 22 | 5:00 | 48.92 | 280 | 413.3858 | 24803.1504 | 0 | 0 | 0.042524 | 4.2042e-08 | 0.078028 | 0.014372 | 0.24 | 0.71012 | 0 | 0.76745 | 0.0019649 | 0 | #DIV/0! | #DIV/0! | #DIV/0! | #DIV/0! | 0 | 0 | 0 | 0
1980-05-22 | May | 22 | 6:00 | 55.94 | 0 | 0 | 0 | 0 | 0 | 0.043106 | 4.3212e-08 | 0.076969 | 0.014554 | 0.24 | 0.71081 | 0 | 0.7879 | 0.0019382 | 0 | #DIV/0! | #DIV/0! | #DIV/0! | #DIV/0! | 0 | 0 | 0 | 0
1980-05-22 | May | 22 | 7:00 | 64.94 | 0 | 0 | 0 | 0 | 0 | 0.043835 | 4.4712e-08 | 0.075649 | 0.014788 | 0.24 | 0.7114 | 0 | 0.81454 | 0.001905 | 0 | #DIV/0! | #DIV/0! | #DIV/0! | #DIV/0! | 0 | 0 | 0 | 0
1980-05-22 | May | 22 | 8:00 | 71.06 | 150 | 413.3858 | 24803.1504 | 0 | 0 | 0.044295 | 4.5703e-08 | 0.074773 | 0.014948 | 0.24 | 0.7112 | 0 | 0.83294 | 0.001883 | 0 | #DIV/0! | #DIV/0! | #DIV/0! | #DIV/0! | 0 | 0 | 0 | 0
1980-05-22 | May | 22 | 9:00 | 75.02 | 130 | 511.811 | 30708.6624 | 0 | 0 | 0.044478 | 4.6253e-08 | 0.074222 | 0.015051 | 0.24 | 0.70926 | 0 | 0.8449 | 0.0018691 | 0 | #DIV/0! | #DIV/0! | #DIV/0! | #DIV/0! | 0 | 0 | 0 | 0
1980-05-22 | May | 22 | 10:00 | 78.08 | 140 | 610.2362 | 36614.1744 | 0 | 0 | 0.04462 | 4.6678e-08 | 0.073797 | 0.01513 | 0.24 | 0.70778 | 0 | 0.85426 | 0.0018585 | 0 | #DIV/0! | #DIV/0! | #DIV/0! | #DIV/0! | 0 | 0 | 0 | 0
1980-05-22 | May | 22 | 11:00 | 78.08 | 170 | 511.811 | 30708.6624 | 0 | 0 | 0.04462 | 4.6678e-08 | 0.073797 | 0.01513 | 0.24 | 0.70778 | 0 | 0.85426 | 0.0018585 | 0 | #DIV/0! | #DIV/0! | #DIV/0! | #DIV/0! | 0 | 0 | 0 | 0
1980-05-22 | May | 22 | 12:00 | 80.06 | 80 | 807.0866 | 48425.1984 | 0 | 0 | 0.044712 | 4.6953e-08 | 0.073522 | 0.015182 | 0.24 | 0.70683 | 0 | 0.86038 | 0.0018516 | 0 | #DIV/0! | #DIV/0! | #DIV/0! | #DIV/0! | 0 | 0 | 0 | 0
1980-05-22 | May | 22 | 13:00 | 82.04 | 90 | 1023.6221 | 61417.3248 | 0 | 0 | 0.044804 | 4.7228e-08 | 0.073257 | 0.015233 | 0.24 | 0.70589 | 0 | 0.86642 | 0.0018449 | 0 | #DIV/0! | #DIV/0! | #DIV/0! | #DIV/0! | 0 | 0 | 0 | 0
1980-05-22 | May | 22 | 14:00 | 80.96 | 80 | 1023.6221 | 61417.3248 | 0 | 0 | 0.044753 | 4.7078e-08 | 0.073401 | 0.015205 | 0.24 | 0.7064 | 0 | 0.86312 | 0.0018486 | 0 | #DIV/0! | #DIV/0! | #DIV/0! | #DIV/0! | 0 | 0 | 0 | 0
1980-05-22 | May | 22 | 15:00 | 80.96 | 100 | 905.5118 | 54330.7104 | 0 | 0 | 0.044753 | 4.7078e-08 | 0.073401 | 0.015205 | 0.24 | 0.7064 | 0 | 0.86312 | 0.0018486 | 0 | #DIV/0! | #DIV/0! | #DIV/0! | #DIV/0! | 0 | 0 | 0 | 0
1980-05-22 | May | 22 | 16:00 | 80.06 | 90 | 905.5118 | 54330.7104 | 0 | 0 | 0.044712 | 4.6953e-08 | 0.073522 | 0.015182 | 0.24 | 0.70683 | 0 | 0.86038 | 0.0018516 | 0 | #DIV/0! | #DIV/0! | #DIV/0! | #DIV/0! | 0 | 0 | 0 | 0
1980-05-22 | May | 22 | 17:00 | 78.98 | 70 | 1122.0473 | 67322.8368 | 0 | 0 | 0.044662 | 4.6803e-08 | 0.073672 | 0.015153 | 0.24 | 0.70735 | 0 | 0.85704 | 0.0018554 | 0 | #DIV/0! | #DIV/0! | #DIV/0! | #DIV/0! | 0 | 0 | 0 | 0
1980-05-22 | May | 22 | 18:00 | 75.02 | 80 | 905.5118 | 54330.7104 | 0 | 0 | 0.044478 | 4.6253e-08 | 0.074222 | 0.015051 | 0.24 | 0.70926 | 0 | 0.8449 | 0.0018691 | 0 | #DIV/0! | #DIV/0! | #DIV/0! | #DIV/0! | 0 | 0 | 0 | 0
1980-05-22 | May | 22 | 19:00 | 71.96 | 60 | 610.2362 | 36614.1744 | 0 | 0 | 0.044336 | 4.5828e-08 | 0.074648 | 0.014971 | 0.24 | 0.71076 | 0 | 0.83565 | 0.0018798 | 0 | #DIV/0! | #DIV/0! | #DIV/0! | #DIV/0! | 0 | 0 | 0 | 0
1980-05-22 | May | 22 | 20:00 | 69.08 | 50 | 807.0866 | 48425.1984 | 0 | 0 | 0.044171 | 4.5402e-08 | 0.075052 | 0.014896 | 0.24 | 0.71167 | 0 | 0.82698 | 0.0018901 | 0 | #DIV/0! | #DIV/0! | #DIV/0! | #DIV/0! | 0 | 0 | 0 | 0
1980-05-22 | May | 22 | 21:00 | 66.02 | 60 | 511.811 | 30708.6624 | 0 | 0 | 0.043923 | 4.4892e-08 | 0.075493 | 0.014817 | 0.24 | 0.71147 | 0 | 0.81776 | 0.0019011 | 0 | #DIV/0! | #DIV/0! | #DIV/0! | #DIV/0! | 0 | 0 | 0 | 0
1980-05-22 | May | 22 | 22:00 | 62.96 | 140 | 610.2362 | 36614.1744 | 0 | 0 | 0.043675 | 4.4382e-08 | 0.075934 | 0.014737 | 0.24 | 0.71127 | 0 | 0.80865 | 0.0019122 | 0 | #DIV/0! | #DIV/0! | #DIV/0! | #DIV/0! | 0 | 0 | 0 | 0
1980-05-22 | May | 22 | 23:00 | 60.98 | 50 | 511.811 | 30708.6624 | 0 | 0 | 0.043514 | 4.4052e-08 | 0.076219 | 0.014685 | 0.24 | 0.71114 | 0 | 0.80281 | 0.0019195 | 0 | #DIV/0! | #DIV/0! | #DIV/0! | #DIV/0! | 0 | 0 | 0 | 0
1980-05-22 | May | 22 | 24:00 | 59 | 50 | 295.2756 | 17716.536 | 0 | 0 | 0.043354 | 4.3722e-08 | 0.07651 | 0.014634 | 0.24 | 0.71101 | 0 | 0.79695 | 0.0019268 | 0 | #DIV/0! | #DIV/0! | #DIV/0! | #DIV/0! | 0 | 0 | 0 | 0
1980-05-23 | May | 23 | 1:00 | 55.94 | 20 | 511.811 | 30708.6624 | 0 | 0 | 0.043106 | 4.3212e-08 | 0.076969 | 0.014554 | 0.24 | 0.71081 | 0 | 0.7879 | 0.0019382 | 0 | #DIV/0! | #DIV/0! | #DIV/0! | #DIV/0! | 0 | 0 | 0 | 0
1980-05-23 | May | 23 | 2:00 | 55.94 | 20 | 413.3858 | 24803.1504 | 0 | 0 | 0.043106 | 4.3212e-08 | 0.076969 | 0.014554 | 0.24 | 0.71081 | 0 | 0.7879 | 0.0019382 | 0 | #DIV/0! | #DIV/0! | #DIV/0! | #DIV/0! | 0 | 0 | 0 | 0
1980-05-23 | May | 23 | 3:00 | 55.94 | 30 | 413.3858 | 24803.1504 | 0 | 0 | 0.043106 | 4.3212e-08 | 0.076969 | 0.014554 | 0.24 | 0.71081 | 0 | 0.7879 | 0.0019382 | 0 | #DIV/0! | #DIV/0! | #DIV/0! | #DIV/0! | 0 | 0 | 0 | 0
1980-05-23 | May | 23 | 4:00 | 57.02 | 70 | 413.3858 | 24803.1504 | 0 | 0 | 0.043193 | 4.3392e-08 | 0.076807 | 0.014583 | 0.24 | 0.71088 | 0 | 0.79108 | 0.0019342 | 0 | #DIV/0! | #DIV/0! | #DIV/0! | #DIV/0! | 0 | 0 | 0 | 0
1980-05-23 | May | 23 | 5:00 | 55.04 | 20 | 511.811 | 30708.6624 | 0 | 0 | 0.043033 | 4.3062e-08 | 0.077104 | 0.014531 | 0.24 | 0.71074 | 0 | 0.78525 | 0.0019416 | 0 | #DIV/0! | #DIV/0! | #DIV/0! | #DIV/0! | 0 | 0 | 0 | 0
1980-05-23 | May | 23 | 6:00 | 57.02 | 30 | 295.2756 | 17716.536 | 0 | 0 | 0.043193 | 4.3392e-08 | 0.076807 | 0.014583 | 0.24 | 0.71088 | 0 | 0.79108 | 0.0019342 | 0 | #DIV/0! | #DIV/0! | #DIV/0! | #DIV/0! | 0 | 0 | 0 | 0
1980-05-23 | May | 23 | 7:00 | 64.04 | 50 | 610.2362 | 36614.1744 | 0 | 0 | 0.043762 | 4.4562e-08 | 0.075778 | 0.014765 | 0.24 | 0.71134 | 0 | 0.81186 | 0.0019083 | 0 | #DIV/0! | #DIV/0! | #DIV/0! | #DIV/0! | 0 | 0 | 0 | 0
1980-05-23 | May | 23 | 8:00 | 68 | 70 | 610.2362 | 36614.1744 | 0 | 0 | 0.044084 | 4.5222e-08 | 0.075208 | 0.014868 | 0.24 | 0.7116 | 0 | 0.82372 | 0.0018939 | 0 | #DIV/0! | #DIV/0! | #DIV/0! | #DIV/0! | 0 | 0 | 0 | 0
1980-05-23 | May | 23 | 9:00 | 71.06 | 90 | 807.0866 | 48425.1984 | 0 | 0 | 0.044295 | 4.5703e-08 | 0.074773 | 0.014948 | 0.24 | 0.7112 | 0 | 0.83294 | 0.001883 | 0 | #DIV/0! | #DIV/0! | #DIV/0! | #DIV/0! | 0 | 0 | 0 | 0
1980-05-23 | May | 23 | 10:00 | 75.02 | 70 | 905.5118 | 54330.7104 | 0 | 0 | 0.044478 | 4.6253e-08 | 0.074222 | 0.015051 | 0.24 | 0.70926 | 0 | 0.8449 | 0.0018691 | 0 | #DIV/0! | #DIV/0! | #DIV/0! | #DIV/0! | 0 | 0 | 0 | 0
1980-05-23 | May | 23 | 11:00 | 71.96 | 70 | 1122.0473 | 67322.8368 | 0 | 0 | 0.044336 | 4.5828e-08 | 0.074648 | 0.014971 | 0.24 | 0.71076 | 0 | 0.83565 | 0.0018798 | 0 | #DIV/0! | #DIV/0! | #DIV/0! | #DIV/0! | 0 | 0 | 0 | 0
1980-05-23 | May | 23 | 12:00 | 68 | 60 | 1122.0473 | 67322.8368 | 0 | 0 | 0.044084 | 4.5222e-08 | 0.075208 | 0.014868 | 0.24 | 0.7116 | 0 | 0.82372 | 0.0018939 | 0 | #DIV/0! | #DIV/0! | #DIV/0! | #DIV/0! | 0 | 0 | 0 | 0
1980-05-23 | May | 23 | 13:00 | 66.92 | 60 | 905.5118 | 54330.7104 | 0 | 0 | 0.043996 | 4.5042e-08 | 0.075364 | 0.01484 | 0.24 | 0.71153 | 0 | 0.82046 | 0.0018978 | 0 | #DIV/0! | #DIV/0! | #DIV/0! | #DIV/0! | 0 | 0 | 0 | 0
1980-05-23 | May | 23 | 14:00 | 66.92 | 50 | 708.6614 | 42519.6864 | 0 | 0 | 0.043996 | 4.5042e-08 | 0.075364 | 0.01484 | 0.24 | 0.71153 | 0 | 0.82046 | 0.0018978 | 0 | #DIV/0! | #DIV/0! | #DIV/0! | #DIV/0! | 0 | 0 | 0 | 0
1980-05-23 | May | 23 | 15:00 | 68 | 70 | 905.5118 | 54330.7104 | 0 | 0 | 0.044084 | 4.5222e-08 | 0.075208 | 0.014868 | 0.24 | 0.7116 | 0 | 0.82372 | 0.0018939 | 0 | #DIV/0! | #DIV/0! | #DIV/0! | #DIV/0! | 0 | 0 | 0 | 0
1980-05-23 | May | 23 | 16:00 | 69.08 | 60 | 905.5118 | 54330.7104 | 0 | 0 | 0.044171 | 4.5402e-08 | 0.075052 | 0.014896 | 0.24 | 0.71167 | 0 | 0.82698 | 0.0018901 | 0 | #DIV/0! | #DIV/0! | #DIV/0! | #DIV/0! | 0 | 0 | 0 | 0
1980-05-23 | May | 23 | 17:00 | 71.96 | 80 | 1023.6221 | 61417.3248 | 0 | 0 | 0.044336 | 4.5828e-08 | 0.074648 | 0.014971 | 0.24 | 0.71076 | 0 | 0.83565 | 0.0018798 | 0 | #DIV/0! | #DIV/0! | #DIV/0! | #DIV/0! | 0 | 0 | 0 | 0
1980-05-23 | May | 23 | 18:00 | 66.92 | 50 | 905.5118 | 54330.7104 | 0 | 0 | 0.043996 | 4.5042e-08 | 0.075364 | 0.01484 | 0.24 | 0.71153 | 0 | 0.82046 | 0.0018978 | 0 | #DIV/0! | #DIV/0! | #DIV/0! | #DIV/0! | 0 | 0 | 0 | 0
1980-05-23 | May | 23 | 19:00 | 62.96 | 50 | 905.5118 | 54330.7104 | 0 | 0 | 0.043675 | 4.4382e-08 | 0.075934 | 0.014737 | 0.24 | 0.71127 | 0 | 0.80865 | 0.0019122 | 0 | #DIV/0! | #DIV/0! | #DIV/0! | #DIV/0! | 0 | 0 | 0 | 0
1980-05-23 | May | 23 | 20:00 | 60.08 | 50 | 708.6614 | 42519.6864 | 0 | 0 | 0.043441 | 4.3902e-08 | 0.076348 | 0.014662 | 0.24 | 0.71108 | 0 | 0.80017 | 0.0019228 | 0 | #DIV/0! | #DIV/0! | #DIV/0! | #DIV/0! | 0 | 0 | 0 | 0
1980-05-23 | May | 23 | 21:00 | 60.08 | 50 | 610.2362 | 36614.1744 | 0 | 0 | 0.043441 | 4.3902e-08 | 0.076348 | 0.014662 | 0.24 | 0.71108 | 0 | 0.80017 | 0.0019228 | 0 | #DIV/0! | #DIV/0! | #DIV/0! | #DIV/0! | 0 | 0 | 0 | 0
1980-05-23 | May | 23 | 22:00 | 57.92 | 30 | 610.2362 | 36614.1744 | 0 | 0 | 0.043266 | 4.3542e-08 | 0.076672 | 0.014606 | 0.24 | 0.71094 | 0 | 0.79374 | 0.0019308 | 0 | #DIV/0! | #DIV/0! | #DIV/0! | #DIV/0! | 0 | 0 | 0 | 0
1980-05-23 | May | 23 | 23:00 | 57.92 | 30 | 413.3858 | 24803.1504 | 0 | 0 | 0.043266 | 4.3542e-08 | 0.076672 | 0.014606 | 0.24 | 0.71094 | 0 | 0.79374 | 0.0019308 | 0 | #DIV/0! | #DIV/0! | #DIV/0! | #DIV/0! | 0 | 0 | 0 | 0
1980-05-23 | May | 23 | 24:00 | 57.92 | 30 | 511.811 | 30708.6624 | 0 | 0 | 0.043266 | 4.3542e-08 | 0.076672 | 0.014606 | 0.24 | 0.71094 | 0 | 0.79374 | 0.0019308 | 0 | #DIV/0! | #DIV/0! | #DIV/0! | #DIV/0! | 0 | 0 | 0 | 0
1980-05-24 | May | 24 | 1:00 | 57.92 | 30 | 413.3858 | 24803.1504 | 0 | 0 | 0.043266 | 4.3542e-08 | 0.076672 | 0.014606 | 0.24 | 0.71094 | 0 | 0.79374 | 0.0019308 | 0 | #DIV/0! | #DIV/0! | #DIV/0! | #DIV/0! | 0 | 0 | 0 | 0
1980-05-24 | May | 24 | 2:00 | 57.92 | 30 | 413.3858 | 24803.1504 | 0 | 0 | 0.043266 | 4.3542e-08 | 0.076672 | 0.014606 | 0.24 | 0.71094 | 0 | 0.79374 | 0.0019308 | 0 | #DIV/0! | #DIV/0! | #DIV/0! | #DIV/0! | 0 | 0 | 0 | 0
1980-05-24 | May | 24 | 3:00 | 57.02 | 50 | 413.3858 | 24803.1504 | 0 | 0 | 0.043193 | 4.3392e-08 | 0.076807 | 0.014583 | 0.24 | 0.71088 | 0 | 0.79108 | 0.0019342 | 0 | #DIV/0! | #DIV/0! | #DIV/0! | #DIV/0! | 0 | 0 | 0 | 0
1980-05-24 | May | 24 | 4:00 | 57.92 | 30 | 708.6614 | 42519.6864 | 0 | 0 | 0.043266 | 4.3542e-08 | 0.076672 | 0.014606 | 0.24 | 0.71094 | 0 | 0.79374 | 0.0019308 | 0 | #DIV/0! | #DIV/0! | #DIV/0! | #DIV/0! | 0 | 0 | 0 | 0
1980-05-24 | May | 24 | 5:00 | 57.92 | 50 | 511.811 | 30708.6624 | 0 | 0 | 0.043266 | 4.3542e-08 | 0.076672 | 0.014606 | 0.24 | 0.71094 | 0 | 0.79374 | 0.0019308 | 0 | #DIV/0! | #DIV/0! | #DIV/0! | #DIV/0! | 0 | 0 | 0 | 0
1980-05-24 | May | 24 | 6:00 | 57.92 | 40 | 511.811 | 30708.6624 | 0 | 0 | 0.043266 | 4.3542e-08 | 0.076672 | 0.014606 | 0.24 | 0.71094 | 0 | 0.79374 | 0.0019308 | 0 | #DIV/0! | #DIV/0! | #DIV/0! | #DIV/0! | 0 | 0 | 0 | 0
1980-05-24 | May | 24 | 7:00 | 60.08 | 30 | 610.2362 | 36614.1744 | 0 | 0 | 0.043441 | 4.3902e-08 | 0.076348 | 0.014662 | 0.24 | 0.71108 | 0 | 0.80017 | 0.0019228 | 0 | #DIV/0! | #DIV/0! | #DIV/0! | #DIV/0! | 0 | 0 | 0 | 0
1980-05-24 | May | 24 | 8:00 | 62.06 | 10 | 413.3858 | 24803.1504 | 0 | 0 | 0.043602 | 4.4232e-08 | 0.076063 | 0.014714 | 0.24 | 0.71121 | 0 | 0.80599 | 0.0019155 | 0 | #DIV/0! | #DIV/0! | #DIV/0! | #DIV/0! | 0 | 0 | 0 | 0
1980-05-24 | May | 24 | 9:00 | 64.04 | 20 | 295.2756 | 17716.536 | 0 | 0 | 0.043762 | 4.4562e-08 | 0.075778 | 0.014765 | 0.24 | 0.71134 | 0 | 0.81186 | 0.0019083 | 0 | #DIV/0! | #DIV/0! | #DIV/0! | #DIV/0! | 0 | 0 | 0 | 0
1980-05-24 | May | 24 | 10:00 | 66.92 | 20 | 413.3858 | 24803.1504 | 0 | 0 | 0.043996 | 4.5042e-08 | 0.075364 | 0.01484 | 0.24 | 0.71153 | 0 | 0.82046 | 0.0018978 | 0 | #DIV/0! | #DIV/0! | #DIV/0! | #DIV/0! | 0 | 0 | 0 | 0
1980-05-24 | May | 24 | 11:00 | 71.06 | 30 | 610.2362 | 36614.1744 | 0 | 0 | 0.044295 | 4.5703e-08 | 0.074773 | 0.014948 | 0.24 | 0.7112 | 0 | 0.83294 | 0.001883 | 0 | #DIV/0! | #DIV/0! | #DIV/0! | #DIV/0! | 0 | 0 | 0 | 0
1980-05-24 | May | 24 | 12:00 | 75.02 | 60 | 807.0866 | 48425.1984 | 0 | 0 | 0.044478 | 4.6253e-08 | 0.074222 | 0.015051 | 0.24 | 0.70926 | 0 | 0.8449 | 0.0018691 | 0 | #DIV/0! | #DIV/0! | #DIV/0! | #DIV/0! | 0 | 0 | 0 | 0
1980-05-24 | May | 24 | 13:00 | 77 | 50 | 807.0866 | 48425.1984 | 0 | 0 | 0.04457 | 4.6528e-08 | 0.073947 | 0.015102 | 0.24 | 0.7083 | 0 | 0.85095 | 0.0018622 | 0 | #DIV/0! | #DIV/0! | #DIV/0! | #DIV/0! | 0 | 0 | 0 | 0
1980-05-24 | May | 24 | 14:00 | 75.92 | 50 | 1122.0473 | 67322.8368 | 0 | 0 | 0.04452 | 4.6378e-08 | 0.074097 | 0.015074 | 0.24 | 0.70883 | 0 | 0.84764 | 0.001866 | 0 | #DIV/0! | #DIV/0! | #DIV/0! | #DIV/0! | 0 | 0 | 0 | 0
1980-05-24 | May | 24 | 15:00 | 75.02 | 40 | 1122.0473 | 67322.8368 | 0 | 0 | 0.044478 | 4.6253e-08 | 0.074222 | 0.015051 | 0.24 | 0.70926 | 0 | 0.8449 | 0.0018691 | 0 | #DIV/0! | #DIV/0! | #DIV/0! | #DIV/0! | 0 | 0 | 0 | 0
1980-05-24 | May | 24 | 16:00 | 71.96 | 50 | 905.5118 | 54330.7104 | 0 | 0 | 0.044336 | 4.5828e-08 | 0.074648 | 0.014971 | 0.24 | 0.71076 | 0 | 0.83565 | 0.0018798 | 0 | #DIV/0! | #DIV/0! | #DIV/0! | #DIV/0! | 0 | 0 | 0 | 0
1980-05-24 | May | 24 | 17:00 | 71.96 | 50 | 1122.0473 | 67322.8368 | 0 | 0 | 0.044336 | 4.5828e-08 | 0.074648 | 0.014971 | 0.24 | 0.71076 | 0 | 0.83565 | 0.0018798 | 0 | #DIV/0! | #DIV/0! | #DIV/0! | #DIV/0! | 0 | 0 | 0 | 0
1980-05-24 | May | 24 | 18:00 | 66.92 | 40 | 807.0866 | 48425.1984 | 0 | 0 | 0.043996 | 4.5042e-08 | 0.075364 | 0.01484 | 0.24 | 0.71153 | 0 | 0.82046 | 0.0018978 | 0 | #DIV/0! | #DIV/0! | #DIV/0! | #DIV/0! | 0 | 0 | 0 | 0
1980-05-24 | May | 24 | 19:00 | 62.96 | 30 | 610.2362 | 36614.1744 | 0 | 0 | 0.043675 | 4.4382e-08 | 0.075934 | 0.014737 | 0.24 | 0.71127 | 0 | 0.80865 | 0.0019122 | 0 | #DIV/0! | #DIV/0! | #DIV/0! | #DIV/0! | 0 | 0 | 0 | 0
1980-05-24 | May | 24 | 20:00 | 59 | 10 | 295.2756 | 17716.536 | 0 | 0 | 0.043354 | 4.3722e-08 | 0.07651 | 0.014634 | 0.24 | 0.71101 | 0 | 0.79695 | 0.0019268 | 0 | #DIV/0! | #DIV/0! | #DIV/0! | #DIV/0! | 0 | 0 | 0 | 0
1980-05-24 | May | 24 | 21:00 | 59 | 20 | 708.6614 | 42519.6864 | 0 | 0 | 0.043354 | 4.3722e-08 | 0.07651 | 0.014634 | 0.24 | 0.71101 | 0 | 0.79695 | 0.0019268 | 0 | #DIV/0! | #DIV/0! | #DIV/0! | #DIV/0! | 0 | 0 | 0 | 0
1980-05-24 | May | 24 | 22:00 | 59 | 30 | 295.2756 | 17716.536 | 0 | 0 | 0.043354 | 4.3722e-08 | 0.07651 | 0.014634 | 0.24 | 0.71101 | 0 | 0.79695 | 0.0019268 | 0 | #DIV/0! | #DIV/0! | #DIV/0! | #DIV/0! | 0 | 0 | 0 | 0
1980-05-24 | May | 24 | 23:00 | 57.92 | 10 | 413.3858 | 24803.1504 | 0 | 0 | 0.043266 | 4.3542e-08 | 0.076672 | 0.014606 | 0.24 | 0.71094 | 0 | 0.79374 | 0.0019308 | 0 | #DIV/0! | #DIV/0! | #DIV/0! | #DIV/0! | 0 | 0 | 0 | 0
1980-05-24 | May | 24 | 24:00 | 57.92 | 30 | 413.3858 | 24803.1504 | 0 | 0 | 0.043266 | 4.3542e-08 | 0.076672 | 0.014606 | 0.24 | 0.71094 | 0 | 0.79374 | 0.0019308 | 0 | #DIV/0! | #DIV/0! | #DIV/0! | #DIV/0! | 0 | 0 | 0 | 0
1980-05-25 | May | 25 | 1:00 | 57.02 | 10 | 295.2756 | 17716.536 | 0 | 0 | 0.043193 | 4.3392e-08 | 0.076807 | 0.014583 | 0.24 | 0.71088 | 0 | 0.79108 | 0.0019342 | 0 | #DIV/0! | #DIV/0! | #DIV/0! | #DIV/0! | 0 | 0 | 0 | 0
1980-05-25 | May | 25 | 2:00 | 55.04 | 320 | 295.2756 | 17716.536 | 0 | 0 | 0.043033 | 4.3062e-08 | 0.077104 | 0.014531 | 0.24 | 0.71074 | 0 | 0.78525 | 0.0019416 | 0 | #DIV/0! | #DIV/0! | #DIV/0! | #DIV/0! | 0 | 0 | 0 | 0
1980-05-25 | May | 25 | 3:00 | 55.04 | 0 | 0 | 0 | 0 | 0 | 0.043033 | 4.3062e-08 | 0.077104 | 0.014531 | 0.24 | 0.71074 | 0 | 0.78525 | 0.0019416 | 0 | #DIV/0! | #DIV/0! | #DIV/0! | #DIV/0! | 0 | 0 | 0 | 0
1980-05-25 | May | 25 | 4:00 | 59 | 10 | 511.811 | 30708.6624 | 0 | 0 | 0.043354 | 4.3722e-08 | 0.07651 | 0.014634 | 0.24 | 0.71101 | 0 | 0.79695 | 0.0019268 | 0 | #DIV/0! | #DIV/0! | #DIV/0! | #DIV/0! | 0 | 0 | 0 | 0
1980-05-25 | May | 25 | 5:00 | 57.92 | 310 | 413.3858 | 24803.1504 | 0 | 0 | 0.043266 | 4.3542e-08 | 0.076672 | 0.014606 | 0.24 | 0.71094 | 0 | 0.79374 | 0.0019308 | 0 | #DIV/0! | #DIV/0! | #DIV/0! | #DIV/0! | 0 | 0 | 0 | 0
1980-05-25 | May | 25 | 6:00 | 60.08 | 360 | 413.3858 | 24803.1504 | 0 | 0 | 0.043441 | 4.3902e-08 | 0.076348 | 0.014662 | 0.24 | 0.71108 | 0 | 0.80017 | 0.0019228 | 0 | #DIV/0! | #DIV/0! | #DIV/0! | #DIV/0! | 0 | 0 | 0 | 0
1980-05-25 | May | 25 | 7:00 | 64.94 | 30 | 610.2362 | 36614.1744 | 0 | 0 | 0.043835 | 4.4712e-08 | 0.075649 | 0.014788 | 0.24 | 0.7114 | 0 | 0.81454 | 0.001905 | 0 | #DIV/0! | #DIV/0! | #DIV/0! | #DIV/0! | 0 | 0 | 0 | 0
1980-05-25 | May | 25 | 8:00 | 69.08 | 360 | 511.811 | 30708.6624 | 0 | 0 | 0.044171 | 4.5402e-08 | 0.075052 | 0.014896 | 0.24 | 0.71167 | 0 | 0.82698 | 0.0018901 | 0 | #DIV/0! | #DIV/0! | #DIV/0! | #DIV/0! | 0 | 0 | 0 | 0
1980-05-25 | May | 25 | 9:00 | 73.94 | 30 | 610.2362 | 36614.1744 | 0 | 0 | 0.044428 | 4.6103e-08 | 0.074372 | 0.015022 | 0.24 | 0.70979 | 0 | 0.84162 | 0.0018729 | 0 | #DIV/0! | #DIV/0! | #DIV/0! | #DIV/0! | 0 | 0 | 0 | 0
1980-05-25 | May | 25 | 10:00 | 78.08 | 30 | 610.2362 | 36614.1744 | 0 | 0 | 0.04462 | 4.6678e-08 | 0.073797 | 0.01513 | 0.24 | 0.70778 | 0 | 0.85426 | 0.0018585 | 0 | #DIV/0! | #DIV/0! | #DIV/0! | #DIV/0! | 0 | 0 | 0 | 0
1980-05-25 | May | 25 | 11:00 | 80.06 | 30 | 905.5118 | 54330.7104 | 0 | 0 | 0.044712 | 4.6953e-08 | 0.073522 | 0.015182 | 0.24 | 0.70683 | 0 | 0.86038 | 0.0018516 | 0 | #DIV/0! | #DIV/0! | #DIV/0! | #DIV/0! | 0 | 0 | 0 | 0
1980-05-25 | May | 25 | 12:00 | 80.96 | 40 | 708.6614 | 42519.6864 | 0 | 0 | 0.044753 | 4.7078e-08 | 0.073401 | 0.015205 | 0.24 | 0.7064 | 0 | 0.86312 | 0.0018486 | 0 | #DIV/0! | #DIV/0! | #DIV/0! | #DIV/0! | 0 | 0 | 0 | 0
1980-05-25 | May | 25 | 13:00 | 80.96 | 40 | 1220.4725 | 73228.3488 | 0 | 0 | 0.044753 | 4.7078e-08 | 0.073401 | 0.015205 | 0.24 | 0.7064 | 0 | 0.86312 | 0.0018486 | 0 | #DIV/0! | #DIV/0! | #DIV/0! | #DIV/0! | 0 | 0 | 0 | 0
1980-05-25 | May | 25 | 14:00 | 75.02 | 50 | 1318.8977 | 79133.8608 | 0 | 0 | 0.044478 | 4.6253e-08 | 0.074222 | 0.015051 | 0.24 | 0.70926 | 0 | 0.8449 | 0.0018691 | 0 | #DIV/0! | #DIV/0! | #DIV/0! | #DIV/0! | 0 | 0 | 0 | 0
1980-05-25 | May | 25 | 15:00 | 73.94 | 40 | 1318.8977 | 79133.8608 | 0 | 0 | 0.044428 | 4.6103e-08 | 0.074372 | 0.015022 | 0.24 | 0.70979 | 0 | 0.84162 | 0.0018729 | 0 | #DIV/0! | #DIV/0! | #DIV/0! | #DIV/0! | 0 | 0 | 0 | 0
1980-05-25 | May | 25 | 16:00 | 73.04 | 50 | 1023.6221 | 61417.3248 | 0 | 0 | 0.044387 | 4.5978e-08 | 0.074497 | 0.014999 | 0.24 | 0.71023 | 0 | 0.8389 | 0.001876 | 0 | #DIV/0! | #DIV/0! | #DIV/0! | #DIV/0! | 0 | 0 | 0 | 0
1980-05-25 | May | 25 | 17:00 | 69.98 | 40 | 1515.7481 | 90944.8848 | 0 | 0 | 0.044244 | 4.5552e-08 | 0.074923 | 0.014919 | 0.24 | 0.71173 | 0 | 0.82971 | 0.0018869 | 0 | #DIV/0! | #DIV/0! | #DIV/0! | #DIV/0! | 0 | 0 | 0 | 0
1980-05-25 | May | 25 | 18:00 | 66.92 | 40 | 1122.0473 | 67322.8368 | 0 | 0 | 0.043996 | 4.5042e-08 | 0.075364 | 0.01484 | 0.24 | 0.71153 | 0 | 0.82046 | 0.0018978 | 0 | #DIV/0! | #DIV/0! | #DIV/0! | #DIV/0! | 0 | 0 | 0 | 0
1980-05-25 | May | 25 | 19:00 | 60.98 | 30 | 1122.0473 | 67322.8368 | 0 | 0 | 0.043514 | 4.4052e-08 | 0.076219 | 0.014685 | 0.24 | 0.71114 | 0 | 0.80281 | 0.0019195 | 0 | #DIV/0! | #DIV/0! | #DIV/0! | #DIV/0! | 0 | 0 | 0 | 0
1980-05-25 | May | 25 | 20:00 | 57.02 | 30 | 610.2362 | 36614.1744 | 0 | 0 | 0.043193 | 4.3392e-08 | 0.076807 | 0.014583 | 0.24 | 0.71088 | 0 | 0.79108 | 0.0019342 | 0 | #DIV/0! | #DIV/0! | #DIV/0! | #DIV/0! | 0 | 0 | 0 | 0
1980-05-25 | May | 25 | 21:00 | 53.96 | 40 | 807.0866 | 48425.1984 | 0 | 0 | 0.042945 | 4.2882e-08 | 0.077266 | 0.014503 | 0.24 | 0.71067 | 0 | 0.78209 | 0.0019457 | 0 | #DIV/0! | #DIV/0! | #DIV/0! | #DIV/0! | 0 | 0 | 0 | 0
1980-05-25 | May | 25 | 22:00 | 53.96 | 40 | 807.0866 | 48425.1984 | 0 | 0 | 0.042945 | 4.2882e-08 | 0.077266 | 0.014503 | 0.24 | 0.71067 | 0 | 0.78209 | 0.0019457 | 0 | #DIV/0! | #DIV/0! | #DIV/0! | #DIV/0! | 0 | 0 | 0 | 0
1980-05-25 | May | 25 | 23:00 | 53.06 | 50 | 708.6614 | 42519.6864 | 0 | 0 | 0.042872 | 4.2732e-08 | 0.077401 | 0.01448 | 0.24 | 0.71061 | 0 | 0.77947 | 0.0019491 | 0 | #DIV/0! | #DIV/0! | #DIV/0! | #DIV/0! | 0 | 0 | 0 | 0
1980-05-25 | May | 25 | 24:00 | 53.06 | 50 | 610.2362 | 36614.1744 | 0 | 0 | 0.042872 | 4.2732e-08 | 0.077401 | 0.01448 | 0.24 | 0.71061 | 0 | 0.77947 | 0.0019491 | 0 | #DIV/0! | #DIV/0! | #DIV/0! | #DIV/0! | 0 | 0 | 0 | 0
1980-05-26 | May | 26 | 1:00 | 51.08 | 40 | 610.2362 | 36614.1744 | 0 | 0 | 0.042712 | 4.2402e-08 | 0.077698 | 0.014428 | 0.24 | 0.71048 | 0 | 0.77373 | 0.0019566 | 0 | #DIV/0! | #DIV/0! | #DIV/0! | #DIV/0! | 0 | 0 | 0 | 0
1980-05-26 | May | 26 | 2:00 | 51.08 | 50 | 610.2362 | 36614.1744 | 0 | 0 | 0.042712 | 4.2402e-08 | 0.077698 | 0.014428 | 0.24 | 0.71048 | 0 | 0.77373 | 0.0019566 | 0 | #DIV/0! | #DIV/0! | #DIV/0! | #DIV/0! | 0 | 0 | 0 | 0
1980-05-26 | May | 26 | 3:00 | 53.06 | 50 | 610.2362 | 36614.1744 | 0 | 0 | 0.042872 | 4.2732e-08 | 0.077401 | 0.01448 | 0.24 | 0.71061 | 0 | 0.77947 | 0.0019491 | 0 | #DIV/0! | #DIV/0! | #DIV/0! | #DIV/0! | 0 | 0 | 0 | 0
1980-05-26 | May | 26 | 4:00 | 50 | 40 | 610.2362 | 36614.1744 | 0 | 0 | 0.042624 | 4.2222e-08 | 0.07786 | 0.0144 | 0.24 | 0.7104 | 0 | 0.77061 | 0.0019608 | 0 | #DIV/0! | #DIV/0! | #DIV/0! | #DIV/0! | 0 | 0 | 0 | 0
1980-05-26 | May | 26 | 5:00 | 48.02 | 50 | 511.811 | 30708.6624 | 0 | 0 | 0.042441 | 4.1892e-08 | 0.078169 | 0.014349 | 0.24 | 0.70988 | 0 | 0.76482 | 0.0019684 | 0 | #DIV/0! | #DIV/0! | #DIV/0! | #DIV/0! | 0 | 0 | 0 | 0
1980-05-26 | May | 26 | 6:00 | 53.06 | 70 | 610.2362 | 36614.1744 | 0 | 0 | 0.042872 | 4.2732e-08 | 0.077401 | 0.01448 | 0.24 | 0.71061 | 0 | 0.77947 | 0.0019491 | 0 | #DIV/0! | #DIV/0! | #DIV/0! | #DIV/0! | 0 | 0 | 0 | 0
1980-05-26 | May | 26 | 7:00 | 57.92 | 70 | 807.0866 | 48425.1984 | 0 | 0 | 0.043266 | 4.3542e-08 | 0.076672 | 0.014606 | 0.24 | 0.71094 | 0 | 0.79374 | 0.0019308 | 0 | #DIV/0! | #DIV/0! | #DIV/0! | #DIV/0! | 0 | 0 | 0 | 0
1980-05-26 | May | 26 | 8:00 | 62.06 | 70 | 1023.6221 | 61417.3248 | 0 | 0 | 0.043602 | 4.4232e-08 | 0.076063 | 0.014714 | 0.24 | 0.71121 | 0 | 0.80599 | 0.0019155 | 0 | #DIV/0! | #DIV/0! | #DIV/0! | #DIV/0! | 0 | 0 | 0 | 0
1980-05-26 | May | 26 | 9:00 | 66.02 | 90 | 610.2362 | 36614.1744 | 0 | 0 | 0.043923 | 4.4892e-08 | 0.075493 | 0.014817 | 0.24 | 0.71147 | 0 | 0.81776 | 0.0019011 | 0 | #DIV/0! | #DIV/0! | #DIV/0! | #DIV/0! | 0 | 0 | 0 | 0
1980-05-26 | May | 26 | 10:00 | 68 | 90 | 1122.0473 | 67322.8368 | 0 | 0 | 0.044084 | 4.5222e-08 | 0.075208 | 0.014868 | 0.24 | 0.7116 | 0 | 0.82372 | 0.0018939 | 0 | #DIV/0! | #DIV/0! | #DIV/0! | #DIV/0! | 0 | 0 | 0 | 0
1980-05-26 | May | 26 | 11:00 | 68 | 60 | 807.0866 | 48425.1984 | 0 | 0 | 0.044084 | 4.5222e-08 | 0.075208 | 0.014868 | 0.24 | 0.7116 | 0 | 0.82372 | 0.0018939 | 0 | #DIV/0! | #DIV/0! | #DIV/0! | #DIV/0! | 0 | 0 | 0 | 0
1980-05-26 | May | 26 | 12:00 | 69.98 | 70 | 1023.6221 | 61417.3248 | 0 | 0 | 0.044244 | 4.5552e-08 | 0.074923 | 0.014919 | 0.24 | 0.71173 | 0 | 0.82971 | 0.0018869 | 0 | #DIV/0! | #DIV/0! | #DIV/0! | #DIV/0! | 0 | 0 | 0 | 0
1980-05-26 | May | 26 | 13:00 | 71.06 | 50 | 708.6614 | 42519.6864 | 0 | 0 | 0.044295 | 4.5703e-08 | 0.074773 | 0.014948 | 0.24 | 0.7112 | 0 | 0.83294 | 0.001883 | 0 | #DIV/0! | #DIV/0! | #DIV/0! | #DIV/0! | 0 | 0 | 0 | 0
1980-05-26 | May | 26 | 14:00 | 73.04 | 70 | 1023.6221 | 61417.3248 | 0 | 0 | 0.044387 | 4.5978e-08 | 0.074497 | 0.014999 | 0.24 | 0.71023 | 0 | 0.8389 | 0.001876 | 0 | #DIV/0! | #DIV/0! | #DIV/0! | #DIV/0! | 0 | 0 | 0 | 0
1980-05-26 | May | 26 | 15:00 | 71.96 | 50 | 708.6614 | 42519.6864 | 0 | 0 | 0.044336 | 4.5828e-08 | 0.074648 | 0.014971 | 0.24 | 0.71076 | 0 | 0.83565 | 0.0018798 | 0 | #DIV/0! | #DIV/0! | #DIV/0! | #DIV/0! | 0 | 0 | 0 | 0
1980-05-26 | May | 26 | 16:00 | 69.98 | 50 | 1023.6221 | 61417.3248 | 0 | 0 | 0.044244 | 4.5552e-08 | 0.074923 | 0.014919 | 0.24 | 0.71173 | 0 | 0.82971 | 0.0018869 | 0 | #DIV/0! | #DIV/0! | #DIV/0! | #DIV/0! | 0 | 0 | 0 | 0
1980-05-26 | May | 26 | 17:00 | 68 | 50 | 1023.6221 | 61417.3248 | 0 | 0 | 0.044084 | 4.5222e-08 | 0.075208 | 0.014868 | 0.24 | 0.7116 | 0 | 0.82372 | 0.0018939 | 0 | #DIV/0! | #DIV/0! | #DIV/0! | #DIV/0! | 0 | 0 | 0 | 0
1980-05-26 | May | 26 | 18:00 | 64.94 | 60 | 807.0866 | 48425.1984 | 0 | 0 | 0.043835 | 4.4712e-08 | 0.075649 | 0.014788 | 0.24 | 0.7114 | 0 | 0.81454 | 0.001905 | 0 | #DIV/0! | #DIV/0! | #DIV/0! | #DIV/0! | 0 | 0 | 0 | 0
1980-05-26 | May | 26 | 19:00 | 60.08 | 50 | 807.0866 | 48425.1984 | 0 | 0 | 0.043441 | 4.3902e-08 | 0.076348 | 0.014662 | 0.24 | 0.71108 | 0 | 0.80017 | 0.0019228 | 0 | #DIV/0! | #DIV/0! | #DIV/0! | #DIV/0! | 0 | 0 | 0 | 0
1980-05-26 | May | 26 | 20:00 | 57.02 | 50 | 807.0866 | 48425.1984 | 0 | 0 | 0.043193 | 4.3392e-08 | 0.076807 | 0.014583 | 0.24 | 0.71088 | 0 | 0.79108 | 0.0019342 | 0 | #DIV/0! | #DIV/0! | #DIV/0! | #DIV/0! | 0 | 0 | 0 | 0
1980-05-26 | May | 26 | 21:00 | 53.06 | 50 | 511.811 | 30708.6624 | 0 | 0 | 0.042872 | 4.2732e-08 | 0.077401 | 0.01448 | 0.24 | 0.71061 | 0 | 0.77947 | 0.0019491 | 0 | #DIV/0! | #DIV/0! | #DIV/0! | #DIV/0! | 0 | 0 | 0 | 0
1980-05-26 | May | 26 | 22:00 | 53.06 | 60 | 511.811 | 30708.6624 | 0 | 0 | 0.042872 | 4.2732e-08 | 0.077401 | 0.01448 | 0.24 | 0.71061 | 0 | 0.77947 | 0.0019491 | 0 | #DIV/0! | #DIV/0! | #DIV/0! | #DIV/0! | 0 | 0 | 0 | 0
1980-05-26 | May | 26 | 23:00 | 50 | 10 | 413.3858 | 24803.1504 | 0 | 0 | 0.042624 | 4.2222e-08 | 0.07786 | 0.0144 | 0.24 | 0.7104 | 0 | 0.77061 | 0.0019608 | 0 | #DIV/0! | #DIV/0! | #DIV/0! | #DIV/0! | 0 | 0 | 0 | 0
1980-05-26 | May | 26 | 24:00 | 48.92 | 30 | 413.3858 | 24803.1504 | 0 | 0 | 0.042524 | 4.2042e-08 | 0.078028 | 0.014372 | 0.24 | 0.71012 | 0 | 0.76745 | 0.0019649 | 0 | #DIV/0! | #DIV/0! | #DIV/0! | #DIV/0! | 0 | 0 | 0 | 0
1980-05-27 | May | 27 | 1:00 | 48.92 | 20 | 413.3858 | 24803.1504 | 0 | 0 | 0.042524 | 4.2042e-08 | 0.078028 | 0.014372 | 0.24 | 0.71012 | 0 | 0.76745 | 0.0019649 | 0 | #DIV/0! | #DIV/0! | #DIV/0! | #DIV/0! | 0 | 0 | 0 | 0
1980-05-27 | May | 27 | 2:00 | 44.06 | 20 | 413.3858 | 24803.1504 | 0 | 0 | 0.042074 | 4.1232e-08 | 0.078787 | 0.014246 | 0.24 | 0.70883 | 0 | 0.75338 | 0.0019839 | 0 | #DIV/0! | #DIV/0! | #DIV/0! | #DIV/0! | 0 | 0 | 0 | 0
1980-05-27 | May | 27 | 3:00 | 44.96 | 20 | 196.8504 | 11811.024 | 0 | 0 | 0.042157 | 4.1382e-08 | 0.078646 | 0.014269 | 0.24 | 0.70907 | 0 | 0.75597 | 0.0019804 | 0 | #DIV/0! | #DIV/0! | #DIV/0! | #DIV/0! | 0 | 0 | 0 | 0
1980-05-27 | May | 27 | 4:00 | 42.08 | 0 | 0 | 0 | 0 | 0 | 0.04189 | 4.0902e-08 | 0.079096 | 0.014194 | 0.24 | 0.7083 | 0 | 0.74773 | 0.0019917 | 0 | #DIV/0! | #DIV/0! | #DIV/0! | #DIV/0! | 0 | 0 | 0 | 0
1980-05-27 | May | 27 | 5:00 | 42.98 | 0 | 0 | 0 | 0 | 0 | 0.041974 | 4.1052e-08 | 0.078955 | 0.014217 | 0.24 | 0.70854 | 0 | 0.75029 | 0.0019882 | 0 | #DIV/0! | #DIV/0! | #DIV/0! | #DIV/0! | 0 | 0 | 0 | 0
1980-05-27 | May | 27 | 6:00 | 51.08 | 160 | 413.3858 | 24803.1504 | 0 | 0 | 0.042712 | 4.2402e-08 | 0.077698 | 0.014428 | 0.24 | 0.71048 | 0 | 0.77373 | 0.0019566 | 0 | #DIV/0! | #DIV/0! | #DIV/0! | #DIV/0! | 0 | 0 | 0 | 0
1980-05-27 | May | 27 | 7:00 | 62.06 | 170 | 413.3858 | 24803.1504 | 0 | 0 | 0.043602 | 4.4232e-08 | 0.076063 | 0.014714 | 0.24 | 0.71121 | 0 | 0.80599 | 0.0019155 | 0 | #DIV/0! | #DIV/0! | #DIV/0! | #DIV/0! | 0 | 0 | 0 | 0
1980-05-27 | May | 27 | 8:00 | 66.02 | 190 | 708.6614 | 42519.6864 | 0 | 0 | 0.043923 | 4.4892e-08 | 0.075493 | 0.014817 | 0.24 | 0.71147 | 0 | 0.81776 | 0.0019011 | 0 | #DIV/0! | #DIV/0! | #DIV/0! | #DIV/0! | 0 | 0 | 0 | 0
1980-05-27 | May | 27 | 9:00 | 69.08 | 170 | 905.5118 | 54330.7104 | 0 | 0 | 0.044171 | 4.5402e-08 | 0.075052 | 0.014896 | 0.24 | 0.71167 | 0 | 0.82698 | 0.0018901 | 0 | #DIV/0! | #DIV/0! | #DIV/0! | #DIV/0! | 0 | 0 | 0 | 0
1980-05-27 | May | 27 | 10:00 | 73.94 | 190 | 905.5118 | 54330.7104 | 0 | 0 | 0.044428 | 4.6103e-08 | 0.074372 | 0.015022 | 0.24 | 0.70979 | 0 | 0.84162 | 0.0018729 | 0 | #DIV/0! | #DIV/0! | #DIV/0! | #DIV/0! | 0 | 0 | 0 | 0
1980-05-27 | May | 27 | 11:00 | 77 | 190 | 807.0866 | 48425.1984 | 0 | 0 | 0.04457 | 4.6528e-08 | 0.073947 | 0.015102 | 0.24 | 0.7083 | 0 | 0.85095 | 0.0018622 | 0 | #DIV/0! | #DIV/0! | #DIV/0! | #DIV/0! | 0 | 0 | 0 | 0
1980-05-27 | May | 27 | 12:00 | 80.06 | 180 | 905.5118 | 54330.7104 | 0 | 0 | 0.044712 | 4.6953e-08 | 0.073522 | 0.015182 | 0.24 | 0.70683 | 0 | 0.86038 | 0.0018516 | 0 | #DIV/0! | #DIV/0! | #DIV/0! | #DIV/0! | 0 | 0 | 0 | 0
1980-05-27 | May | 27 | 13:00 | 82.04 | 170 | 610.2362 | 36614.1744 | 0 | 0 | 0.044804 | 4.7228e-08 | 0.073257 | 0.015233 | 0.24 | 0.70589 | 0 | 0.86642 | 0.0018449 | 0 | #DIV/0! | #DIV/0! | #DIV/0! | #DIV/0! | 0 | 0 | 0 | 0
1980-05-27 | May | 27 | 14:00 | 82.94 | 200 | 807.0866 | 48425.1984 | 0 | 0 | 0.044845 | 4.7353e-08 | 0.073136 | 0.015256 | 0.24 | 0.70546 | 0 | 0.86918 | 0.0018418 | 0 | #DIV/0! | #DIV/0! | #DIV/0! | #DIV/0! | 0 | 0 | 0 | 0
1980-05-27 | May | 27 | 15:00 | 84.02 | 170 | 905.5118 | 54330.7104 | 0 | 0 | 0.044895 | 4.7503e-08 | 0.072991 | 0.015285 | 0.24 | 0.70495 | 0 | 0.87251 | 0.0018382 | 0 | #DIV/0! | #DIV/0! | #DIV/0! | #DIV/0! | 0 | 0 | 0 | 0
1980-05-27 | May | 27 | 16:00 | 84.92 | 120 | 511.811 | 30708.6624 | 0 | 0 | 0.044937 | 4.7628e-08 | 0.072871 | 0.015308 | 0.24 | 0.70453 | 0 | 0.87529 | 0.0018351 | 0 | #DIV/0! | #DIV/0! | #DIV/0! | #DIV/0! | 0 | 0 | 0 | 0
1980-05-27 | May | 27 | 17:00 | 84.02 | 140 | 610.2362 | 36614.1744 | 0 | 0 | 0.044895 | 4.7503e-08 | 0.072991 | 0.015285 | 0.24 | 0.70495 | 0 | 0.87251 | 0.0018382 | 0 | #DIV/0! | #DIV/0! | #DIV/0! | #DIV/0! | 0 | 0 | 0 | 0
1980-05-27 | May | 27 | 18:00 | 80.96 | 170 | 807.0866 | 48425.1984 | 0 | 0 | 0.044753 | 4.7078e-08 | 0.073401 | 0.015205 | 0.24 | 0.7064 | 0 | 0.86312 | 0.0018486 | 0 | #DIV/0! | #DIV/0! | #DIV/0! | #DIV/0! | 0 | 0 | 0 | 0
1980-05-27 | May | 27 | 19:00 | 75.02 | 150 | 610.2362 | 36614.1744 | 0 | 0 | 0.044478 | 4.6253e-08 | 0.074222 | 0.015051 | 0.24 | 0.70926 | 0 | 0.8449 | 0.0018691 | 0 | #DIV/0! | #DIV/0! | #DIV/0! | #DIV/0! | 0 | 0 | 0 | 0
1980-05-27 | May | 27 | 20:00 | 69.98 | 120 | 708.6614 | 42519.6864 | 0 | 0 | 0.044244 | 4.5552e-08 | 0.074923 | 0.014919 | 0.24 | 0.71173 | 0 | 0.82971 | 0.0018869 | 0 | #DIV/0! | #DIV/0! | #DIV/0! | #DIV/0! | 0 | 0 | 0 | 0
1980-05-27 | May | 27 | 21:00 | 66.02 | 120 | 807.0866 | 48425.1984 | 0 | 0 | 0.043923 | 4.4892e-08 | 0.075493 | 0.014817 | 0.24 | 0.71147 | 0 | 0.81776 | 0.0019011 | 0 | #DIV/0! | #DIV/0! | #DIV/0! | #DIV/0! | 0 | 0 | 0 | 0
1980-05-27 | May | 27 | 22:00 | 64.94 | 140 | 413.3858 | 24803.1504 | 0 | 0 | 0.043835 | 4.4712e-08 | 0.075649 | 0.014788 | 0.24 | 0.7114 | 0 | 0.81454 | 0.001905 | 0 | #DIV/0! | #DIV/0! | #DIV/0! | #DIV/0! | 0 | 0 | 0 | 0
1980-05-27 | May | 27 | 23:00 | 60.08 | 150 | 413.3858 | 24803.1504 | 0 | 0 | 0.043441 | 4.3902e-08 | 0.076348 | 0.014662 | 0.24 | 0.71108 | 0 | 0.80017 | 0.0019228 | 0 | #DIV/0! | #DIV/0! | #DIV/0! | #DIV/0! | 0 | 0 | 0 | 0
1980-05-27 | May | 27 | 24:00 | 60.98 | 150 | 708.6614 | 42519.6864 | 0 | 0 | 0.043514 | 4.4052e-08 | 0.076219 | 0.014685 | 0.24 | 0.71114 | 0 | 0.80281 | 0.0019195 | 0 | #DIV/0! | #DIV/0! | #DIV/0! | #DIV/0! | 0 | 0 | 0 | 0
1980-05-28 | May | 28 | 1:00 | 60.98 | 150 | 610.2362 | 36614.1744 | 0 | 0 | 0.043514 | 4.4052e-08 | 0.076219 | 0.014685 | 0.24 | 0.71114 | 0 | 0.80281 | 0.0019195 | 0 | #DIV/0! | #DIV/0! | #DIV/0! | #DIV/0! | 0 | 0 | 0 | 0
1980-05-28 | May | 28 | 2:00 | 60.98 | 170 | 413.3858 | 24803.1504 | 0 | 0 | 0.043514 | 4.4052e-08 | 0.076219 | 0.014685 | 0.24 | 0.71114 | 0 | 0.80281 | 0.0019195 | 0 | #DIV/0! | #DIV/0! | #DIV/0! | #DIV/0! | 0 | 0 | 0 | 0
1980-05-28 | May | 28 | 3:00 | 60.98 | 170 | 511.811 | 30708.6624 | 0 | 0 | 0.043514 | 4.4052e-08 | 0.076219 | 0.014685 | 0.24 | 0.71114 | 0 | 0.80281 | 0.0019195 | 0 | #DIV/0! | #DIV/0! | #DIV/0! | #DIV/0! | 0 | 0 | 0 | 0
1980-05-28 | May | 28 | 4:00 | 60.98 | 150 | 511.811 | 30708.6624 | 0 | 0 | 0.043514 | 4.4052e-08 | 0.076219 | 0.014685 | 0.24 | 0.71114 | 0 | 0.80281 | 0.0019195 | 0 | #DIV/0! | #DIV/0! | #DIV/0! | #DIV/0! | 0 | 0 | 0 | 0
1980-05-28 | May | 28 | 5:00 | 60.98 | 160 | 511.811 | 30708.6624 | 0 | 0 | 0.043514 | 4.4052e-08 | 0.076219 | 0.014685 | 0.24 | 0.71114 | 0 | 0.80281 | 0.0019195 | 0 | #DIV/0! | #DIV/0! | #DIV/0! | #DIV/0! | 0 | 0 | 0 | 0
1980-05-28 | May | 28 | 6:00 | 66.02 | 180 | 708.6614 | 42519.6864 | 0 | 0 | 0.043923 | 4.4892e-08 | 0.075493 | 0.014817 | 0.24 | 0.71147 | 0 | 0.81776 | 0.0019011 | 0 | #DIV/0! | #DIV/0! | #DIV/0! | #DIV/0! | 0 | 0 | 0 | 0
1980-05-28 | May | 28 | 7:00 | 71.06 | 180 | 610.2362 | 36614.1744 | 0 | 0 | 0.044295 | 4.5703e-08 | 0.074773 | 0.014948 | 0.24 | 0.7112 | 0 | 0.83294 | 0.001883 | 0 | #DIV/0! | #DIV/0! | #DIV/0! | #DIV/0! | 0 | 0 | 0 | 0
1980-05-28 | May | 28 | 8:00 | 73.04 | 180 | 1023.6221 | 61417.3248 | 0 | 0 | 0.044387 | 4.5978e-08 | 0.074497 | 0.014999 | 0.24 | 0.71023 | 0 | 0.8389 | 0.001876 | 0 | #DIV/0! | #DIV/0! | #DIV/0! | #DIV/0! | 0 | 0 | 0 | 0
1980-05-28 | May | 28 | 9:00 | 75.92 | 180 | 1023.6221 | 61417.3248 | 0 | 0 | 0.04452 | 4.6378e-08 | 0.074097 | 0.015074 | 0.24 | 0.70883 | 0 | 0.84764 | 0.001866 | 0 | #DIV/0! | #DIV/0! | #DIV/0! | #DIV/0! | 0 | 0 | 0 | 0
1980-05-28 | May | 28 | 10:00 | 80.96 | 190 | 1023.6221 | 61417.3248 | 0 | 0 | 0.044753 | 4.7078e-08 | 0.073401 | 0.015205 | 0.24 | 0.7064 | 0 | 0.86312 | 0.0018486 | 0 | #DIV/0! | #DIV/0! | #DIV/0! | #DIV/0! | 0 | 0 | 0 | 0
1980-05-28 | May | 28 | 11:00 | 82.94 | 170 | 1023.6221 | 61417.3248 | 0 | 0 | 0.044845 | 4.7353e-08 | 0.073136 | 0.015256 | 0.24 | 0.70546 | 0 | 0.86918 | 0.0018418 | 0 | #DIV/0! | #DIV/0! | #DIV/0! | #DIV/0! | 0 | 0 | 0 | 0
1980-05-28 | May | 28 | 12:00 | 84.92 | 190 | 1023.6221 | 61417.3248 | 0 | 0 | 0.044937 | 4.7628e-08 | 0.072871 | 0.015308 | 0.24 | 0.70453 | 0 | 0.87529 | 0.0018351 | 0 | #DIV/0! | #DIV/0! | #DIV/0! | #DIV/0! | 0 | 0 | 0 | 0
1980-05-28 | May | 28 | 13:00 | 71.96 | 350 | 610.2362 | 36614.1744 | 0 | 0 | 0.044336 | 4.5828e-08 | 0.074648 | 0.014971 | 0.24 | 0.71076 | 0 | 0.83565 | 0.0018798 | 0 | #DIV/0! | #DIV/0! | #DIV/0! | #DIV/0! | 0 | 0 | 0 | 0
1980-05-28 | May | 28 | 14:00 | 78.98 | 60 | 511.811 | 30708.6624 | 0 | 0 | 0.044662 | 4.6803e-08 | 0.073672 | 0.015153 | 0.24 | 0.70735 | 0 | 0.85704 | 0.0018554 | 0 | #DIV/0! | #DIV/0! | #DIV/0! | #DIV/0! | 0 | 0 | 0 | 0
1980-05-28 | May | 28 | 15:00 | 78.08 | 60 | 1318.8977 | 79133.8608 | 0 | 0 | 0.04462 | 4.6678e-08 | 0.073797 | 0.01513 | 0.24 | 0.70778 | 0 | 0.85426 | 0.0018585 | 0 | #DIV/0! | #DIV/0! | #DIV/0! | #DIV/0! | 0 | 0 | 0 | 0
1980-05-28 | May | 28 | 16:00 | 66.02 | 20 | 295.2756 | 17716.536 | 0 | 0 | 0.043923 | 4.4892e-08 | 0.075493 | 0.014817 | 0.24 | 0.71147 | 0 | 0.81776 | 0.0019011 | 0 | #DIV/0! | #DIV/0! | #DIV/0! | #DIV/0! | 0 | 0 | 0 | 0
1980-05-28 | May | 28 | 17:00 | 68 | 90 | 807.0866 | 48425.1984 | 0 | 0 | 0.044084 | 4.5222e-08 | 0.075208 | 0.014868 | 0.24 | 0.7116 | 0 | 0.82372 | 0.0018939 | 0 | #DIV/0! | #DIV/0! | #DIV/0! | #DIV/0! | 0 | 0 | 0 | 0
1980-05-28 | May | 28 | 18:00 | 68 | 90 | 807.0866 | 48425.1984 | 0 | 0 | 0.044084 | 4.5222e-08 | 0.075208 | 0.014868 | 0.24 | 0.7116 | 0 | 0.82372 | 0.0018939 | 0 | #DIV/0! | #DIV/0! | #DIV/0! | #DIV/0! | 0 | 0 | 0 | 0
1980-05-28 | May | 28 | 19:00 | 69.08 | 110 | 1023.6221 | 61417.3248 | 0 | 0 | 0.044171 | 4.5402e-08 | 0.075052 | 0.014896 | 0.24 | 0.71167 | 0 | 0.82698 | 0.0018901 | 0 | #DIV/0! | #DIV/0! | #DIV/0! | #DIV/0! | 0 | 0 | 0 | 0
1980-05-28 | May | 28 | 20:00 | 64.94 | 260 | 413.3858 | 24803.1504 | 0 | 0 | 0.043835 | 4.4712e-08 | 0.075649 | 0.014788 | 0.24 | 0.7114 | 0 | 0.81454 | 0.001905 | 0 | #DIV/0! | #DIV/0! | #DIV/0! | #DIV/0! | 0 | 0 | 0 | 0
1980-05-28 | May | 28 | 21:00 | 66.02 | 150 | 807.0866 | 48425.1984 | 0 | 0 | 0.043923 | 4.4892e-08 | 0.075493 | 0.014817 | 0.24 | 0.71147 | 0 | 0.81776 | 0.0019011 | 0 | #DIV/0! | #DIV/0! | #DIV/0! | #DIV/0! | 0 | 0 | 0 | 0
1980-05-28 | May | 28 | 22:00 | 64.94 | 160 | 1023.6221 | 61417.3248 | 0 | 0 | 0.043835 | 4.4712e-08 | 0.075649 | 0.014788 | 0.24 | 0.7114 | 0 | 0.81454 | 0.001905 | 0 | #DIV/0! | #DIV/0! | #DIV/0! | #DIV/0! | 0 | 0 | 0 | 0
1980-05-28 | May | 28 | 23:00 | 64.94 | 160 | 807.0866 | 48425.1984 | 0 | 0 | 0.043835 | 4.4712e-08 | 0.075649 | 0.014788 | 0.24 | 0.7114 | 0 | 0.81454 | 0.001905 | 0 | #DIV/0! | #DIV/0! | #DIV/0! | #DIV/0! | 0 | 0 | 0 | 0
1980-05-28 | May | 28 | 24:00 | 66.92 | 160 | 807.0866 | 48425.1984 | 0 | 0 | 0.043996 | 4.5042e-08 | 0.075364 | 0.01484 | 0.24 | 0.71153 | 0 | 0.82046 | 0.0018978 | 0 | #DIV/0! | #DIV/0! | #DIV/0! | #DIV/0! | 0 | 0 | 0 | 0
1980-05-29 | May | 29 | 1:00 | 64.94 | 160 | 511.811 | 30708.6624 | 0 | 0 | 0.043835 | 4.4712e-08 | 0.075649 | 0.014788 | 0.24 | 0.7114 | 0 | 0.81454 | 0.001905 | 0 | #DIV/0! | #DIV/0! | #DIV/0! | #DIV/0! | 0 | 0 | 0 | 0
1980-05-29 | May | 29 | 2:00 | 62.96 | 320 | 905.5118 | 54330.7104 | 0 | 0 | 0.043675 | 4.4382e-08 | 0.075934 | 0.014737 | 0.24 | 0.71127 | 0 | 0.80865 | 0.0019122 | 0 | #DIV/0! | #DIV/0! | #DIV/0! | #DIV/0! | 0 | 0 | 0 | 0
1980-05-29 | May | 29 | 3:00 | 62.96 | 150 | 708.6614 | 42519.6864 | 0 | 0 | 0.043675 | 4.4382e-08 | 0.075934 | 0.014737 | 0.24 | 0.71127 | 0 | 0.80865 | 0.0019122 | 0 | #DIV/0! | #DIV/0! | #DIV/0! | #DIV/0! | 0 | 0 | 0 | 0
1980-05-29 | May | 29 | 4:00 | 62.96 | 280 | 295.2756 | 17716.536 | 0 | 0 | 0.043675 | 4.4382e-08 | 0.075934 | 0.014737 | 0.24 | 0.71127 | 0 | 0.80865 | 0.0019122 | 0 | #DIV/0! | #DIV/0! | #DIV/0! | #DIV/0! | 0 | 0 | 0 | 0
1980-05-29 | May | 29 | 5:00 | 64.04 | 300 | 295.2756 | 17716.536 | 0 | 0 | 0.043762 | 4.4562e-08 | 0.075778 | 0.014765 | 0.24 | 0.71134 | 0 | 0.81186 | 0.0019083 | 0 | #DIV/0! | #DIV/0! | #DIV/0! | #DIV/0! | 0 | 0 | 0 | 0
1980-05-29 | May | 29 | 6:00 | 64.04 | 120 | 511.811 | 30708.6624 | 0 | 0 | 0.043762 | 4.4562e-08 | 0.075778 | 0.014765 | 0.24 | 0.71134 | 0 | 0.81186 | 0.0019083 | 0 | #DIV/0! | #DIV/0! | #DIV/0! | #DIV/0! | 0 | 0 | 0 | 0
1980-05-29 | May | 29 | 7:00 | 66.92 | 120 | 610.2362 | 36614.1744 | 0 | 0 | 0.043996 | 4.5042e-08 | 0.075364 | 0.01484 | 0.24 | 0.71153 | 0 | 0.82046 | 0.0018978 | 0 | #DIV/0! | #DIV/0! | #DIV/0! | #DIV/0! | 0 | 0 | 0 | 0
1980-05-29 | May | 29 | 8:00 | 68 | 140 | 708.6614 | 42519.6864 | 0 | 0 | 0.044084 | 4.5222e-08 | 0.075208 | 0.014868 | 0.24 | 0.7116 | 0 | 0.82372 | 0.0018939 | 0 | #DIV/0! | #DIV/0! | #DIV/0! | #DIV/0! | 0 | 0 | 0 | 0
1980-05-29 | May | 29 | 9:00 | 71.96 | 150 | 807.0866 | 48425.1984 | 0 | 0 | 0.044336 | 4.5828e-08 | 0.074648 | 0.014971 | 0.24 | 0.71076 | 0 | 0.83565 | 0.0018798 | 0 | #DIV/0! | #DIV/0! | #DIV/0! | #DIV/0! | 0 | 0 | 0 | 0
1980-05-29 | May | 29 | 10:00 | 75.02 | 120 | 708.6614 | 42519.6864 | 0 | 0 | 0.044478 | 4.6253e-08 | 0.074222 | 0.015051 | 0.24 | 0.70926 | 0 | 0.8449 | 0.0018691 | 0 | #DIV/0! | #DIV/0! | #DIV/0! | #DIV/0! | 0 | 0 | 0 | 0
1980-05-29 | May | 29 | 11:00 | 78.08 | 150 | 905.5118 | 54330.7104 | 0 | 0 | 0.04462 | 4.6678e-08 | 0.073797 | 0.01513 | 0.24 | 0.70778 | 0 | 0.85426 | 0.0018585 | 0 | #DIV/0! | #DIV/0! | #DIV/0! | #DIV/0! | 0 | 0 | 0 | 0
1980-05-29 | May | 29 | 12:00 | 80.06 | 210 | 708.6614 | 42519.6864 | 0 | 0 | 0.044712 | 4.6953e-08 | 0.073522 | 0.015182 | 0.24 | 0.70683 | 0 | 0.86038 | 0.0018516 | 0 | #DIV/0! | #DIV/0! | #DIV/0! | #DIV/0! | 0 | 0 | 0 | 0
1980-05-29 | May | 29 | 13:00 | 80.96 | 180 | 1122.0473 | 67322.8368 | 0 | 0 | 0.044753 | 4.7078e-08 | 0.073401 | 0.015205 | 0.24 | 0.7064 | 0 | 0.86312 | 0.0018486 | 0 | #DIV/0! | #DIV/0! | #DIV/0! | #DIV/0! | 0 | 0 | 0 | 0
1980-05-29 | May | 29 | 14:00 | 68 | 320 | 1929.1339 | 115748.0352 | 0 | 0 | 0.044084 | 4.5222e-08 | 0.075208 | 0.014868 | 0.24 | 0.7116 | 0 | 0.82372 | 0.0018939 | 0 | #DIV/0! | #DIV/0! | #DIV/0! | #DIV/0! | 0 | 0 | 0 | 0
1980-05-29 | May | 29 | 15:00 | 66.92 | 180 | 295.2756 | 17716.536 | 0 | 0 | 0.043996 | 4.5042e-08 | 0.075364 | 0.01484 | 0.24 | 0.71153 | 0 | 0.82046 | 0.0018978 | 0 | #DIV/0! | #DIV/0! | #DIV/0! | #DIV/0! | 0 | 0 | 0 | 0
1980-05-29 | May | 29 | 16:00 | 69.08 | 160 | 1830.7087 | 109842.5232 | 0 | 0 | 0.044171 | 4.5402e-08 | 0.075052 | 0.014896 | 0.24 | 0.71167 | 0 | 0.82698 | 0.0018901 | 0 | #DIV/0! | #DIV/0! | #DIV/0! | #DIV/0! | 0 | 0 | 0 | 0
1980-05-29 | May | 29 | 17:00 | 69.08 | 180 | 413.3858 | 24803.1504 | 0 | 0 | 0.044171 | 4.5402e-08 | 0.075052 | 0.014896 | 0.24 | 0.71167 | 0 | 0.82698 | 0.0018901 | 0 | #DIV/0! | #DIV/0! | #DIV/0! | #DIV/0! | 0 | 0 | 0 | 0
1980-05-29 | May | 29 | 18:00 | 71.06 | 30 | 511.811 | 30708.6624 | 0 | 0 | 0.044295 | 4.5703e-08 | 0.074773 | 0.014948 | 0.24 | 0.7112 | 0 | 0.83294 | 0.001883 | 0 | #DIV/0! | #DIV/0! | #DIV/0! | #DIV/0! | 0 | 0 | 0 | 0
1980-05-29 | May | 29 | 19:00 | 69.98 | 310 | 295.2756 | 17716.536 | 0 | 0 | 0.044244 | 4.5552e-08 | 0.074923 | 0.014919 | 0.24 | 0.71173 | 0 | 0.82971 | 0.0018869 | 0 | #DIV/0! | #DIV/0! | #DIV/0! | #DIV/0! | 0 | 0 | 0 | 0
1980-05-29 | May | 29 | 20:00 | 66.02 | 120 | 610.2362 | 36614.1744 | 0 | 0 | 0.043923 | 4.4892e-08 | 0.075493 | 0.014817 | 0.24 | 0.71147 | 0 | 0.81776 | 0.0019011 | 0 | #DIV/0! | #DIV/0! | #DIV/0! | #DIV/0! | 0 | 0 | 0 | 0
1980-05-29 | May | 29 | 21:00 | 66.92 | 130 | 610.2362 | 36614.1744 | 0 | 0 | 0.043996 | 4.5042e-08 | 0.075364 | 0.01484 | 0.24 | 0.71153 | 0 | 0.82046 | 0.0018978 | 0 | #DIV/0! | #DIV/0! | #DIV/0! | #DIV/0! | 0 | 0 | 0 | 0
1980-05-29 | May | 29 | 22:00 | 66.02 | 120 | 413.3858 | 24803.1504 | 0 | 0 | 0.043923 | 4.4892e-08 | 0.075493 | 0.014817 | 0.24 | 0.71147 | 0 | 0.81776 | 0.0019011 | 0 | #DIV/0! | #DIV/0! | #DIV/0! | #DIV/0! | 0 | 0 | 0 | 0
1980-05-29 | May | 29 | 23:00 | 64.94 | 160 | 610.2362 | 36614.1744 | 0 | 0 | 0.043835 | 4.4712e-08 | 0.075649 | 0.014788 | 0.24 | 0.7114 | 0 | 0.81454 | 0.001905 | 0 | #DIV/0! | #DIV/0! | #DIV/0! | #DIV/0! | 0 | 0 | 0 | 0
1980-05-29 | May | 29 | 24:00 | 68 | 170 | 905.5118 | 54330.7104 | 0 | 0 | 0.044084 | 4.5222e-08 | 0.075208 | 0.014868 | 0.24 | 0.7116 | 0 | 0.82372 | 0.0018939 | 0 | #DIV/0! | #DIV/0! | #DIV/0! | #DIV/0! | 0 | 0 | 0 | 0
1980-05-30 | May | 30 | 1:00 | 68 | 160 | 905.5118 | 54330.7104 | 0 | 0 | 0.044084 | 4.5222e-08 | 0.075208 | 0.014868 | 0.24 | 0.7116 | 0 | 0.82372 | 0.0018939 | 0 | #DIV/0! | #DIV/0! | #DIV/0! | #DIV/0! | 0 | 0 | 0 | 0
1980-05-30 | May | 30 | 2:00 | 66.92 | 150 | 905.5118 | 54330.7104 | 0 | 0 | 0.043996 | 4.5042e-08 | 0.075364 | 0.01484 | 0.24 | 0.71153 | 0 | 0.82046 | 0.0018978 | 0 | #DIV/0! | #DIV/0! | #DIV/0! | #DIV/0! | 0 | 0 | 0 | 0
1980-05-30 | May | 30 | 3:00 | 66.02 | 160 | 1023.6221 | 61417.3248 | 0 | 0 | 0.043923 | 4.4892e-08 | 0.075493 | 0.014817 | 0.24 | 0.71147 | 0 | 0.81776 | 0.0019011 | 0 | #DIV/0! | #DIV/0! | #DIV/0! | #DIV/0! | 0 | 0 | 0 | 0
1980-05-30 | May | 30 | 4:00 | 66.02 | 150 | 905.5118 | 54330.7104 | 0 | 0 | 0.043923 | 4.4892e-08 | 0.075493 | 0.014817 | 0.24 | 0.71147 | 0 | 0.81776 | 0.0019011 | 0 | #DIV/0! | #DIV/0! | #DIV/0! | #DIV/0! | 0 | 0 | 0 | 0
1980-05-30 | May | 30 | 5:00 | 66.92 | 170 | 1318.8977 | 79133.8608 | 0 | 0 | 0.043996 | 4.5042e-08 | 0.075364 | 0.01484 | 0.24 | 0.71153 | 0 | 0.82046 | 0.0018978 | 0 | #DIV/0! | #DIV/0! | #DIV/0! | #DIV/0! | 0 | 0 | 0 | 0
1980-05-30 | May | 30 | 6:00 | 69.08 | 170 | 1023.6221 | 61417.3248 | 0 | 0 | 0.044171 | 4.5402e-08 | 0.075052 | 0.014896 | 0.24 | 0.71167 | 0 | 0.82698 | 0.0018901 | 0 | #DIV/0! | #DIV/0! | #DIV/0! | #DIV/0! | 0 | 0 | 0 | 0
1980-05-30 | May | 30 | 7:00 | 69.98 | 170 | 1023.6221 | 61417.3248 | 0 | 0 | 0.044244 | 4.5552e-08 | 0.074923 | 0.014919 | 0.24 | 0.71173 | 0 | 0.82971 | 0.0018869 | 0 | #DIV/0! | #DIV/0! | #DIV/0! | #DIV/0! | 0 | 0 | 0 | 0
1980-05-30 | May | 30 | 8:00 | 69.98 | 150 | 1023.6221 | 61417.3248 | 0 | 0 | 0.044244 | 4.5552e-08 | 0.074923 | 0.014919 | 0.24 | 0.71173 | 0 | 0.82971 | 0.0018869 | 0 | #DIV/0! | #DIV/0! | #DIV/0! | #DIV/0! | 0 | 0 | 0 | 0
1980-05-30 | May | 30 | 9:00 | 73.94 | 150 | 1417.3229 | 85039.3728 | 0 | 0 | 0.044428 | 4.6103e-08 | 0.074372 | 0.015022 | 0.24 | 0.70979 | 0 | 0.84162 | 0.0018729 | 0 | #DIV/0! | #DIV/0! | #DIV/0! | #DIV/0! | 0 | 0 | 0 | 0
1980-05-30 | May | 30 | 10:00 | 73.04 | 180 | 905.5118 | 54330.7104 | 0 | 0 | 0.044387 | 4.5978e-08 | 0.074497 | 0.014999 | 0.24 | 0.71023 | 0 | 0.8389 | 0.001876 | 0 | #DIV/0! | #DIV/0! | #DIV/0! | #DIV/0! | 0 | 0 | 0 | 0
1980-05-30 | May | 30 | 11:00 | 71.06 | 170 | 1318.8977 | 79133.8608 | 0 | 0 | 0.044295 | 4.5703e-08 | 0.074773 | 0.014948 | 0.24 | 0.7112 | 0 | 0.83294 | 0.001883 | 0 | #DIV/0! | #DIV/0! | #DIV/0! | #DIV/0! | 0 | 0 | 0 | 0
1980-05-30 | May | 30 | 12:00 | 73.04 | 160 | 1515.7481 | 90944.8848 | 0 | 0 | 0.044387 | 4.5978e-08 | 0.074497 | 0.014999 | 0.24 | 0.71023 | 0 | 0.8389 | 0.001876 | 0 | #DIV/0! | #DIV/0! | #DIV/0! | #DIV/0! | 0 | 0 | 0 | 0
1980-05-30 | May | 30 | 13:00 | 78.08 | 160 | 1614.1733 | 96850.3968 | 0 | 0 | 0.04462 | 4.6678e-08 | 0.073797 | 0.01513 | 0.24 | 0.70778 | 0 | 0.85426 | 0.0018585 | 0 | #DIV/0! | #DIV/0! | #DIV/0! | #DIV/0! | 0 | 0 | 0 | 0
1980-05-30 | May | 30 | 14:00 | 82.04 | 160 | 1830.7087 | 109842.5232 | 0 | 0 | 0.044804 | 4.7228e-08 | 0.073257 | 0.015233 | 0.24 | 0.70589 | 0 | 0.86642 | 0.0018449 | 0 | #DIV/0! | #DIV/0! | #DIV/0! | #DIV/0! | 0 | 0 | 0 | 0
1980-05-30 | May | 30 | 15:00 | 82.04 | 160 | 1929.1339 | 115748.0352 | 0 | 0 | 0.044804 | 4.7228e-08 | 0.073257 | 0.015233 | 0.24 | 0.70589 | 0 | 0.86642 | 0.0018449 | 0 | #DIV/0! | #DIV/0! | #DIV/0! | #DIV/0! | 0 | 0 | 0 | 0
1980-05-30 | May | 30 | 16:00 | 84.92 | 170 | 2125.9843 | 127559.0592 | 0 | 0 | 0.044937 | 4.7628e-08 | 0.072871 | 0.015308 | 0.24 | 0.70453 | 0 | 0.87529 | 0.0018351 | 0 | #DIV/0! | #DIV/0! | #DIV/0! | #DIV/0! | 0 | 0 | 0 | 0
1980-05-30 | May | 30 | 17:00 | 82.94 | 190 | 2322.8347 | 139370.0832 | 0 | 0 | 0.044845 | 4.7353e-08 | 0.073136 | 0.015256 | 0.24 | 0.70546 | 0 | 0.86918 | 0.0018418 | 0 | #DIV/0! | #DIV/0! | #DIV/0! | #DIV/0! | 0 | 0 | 0 | 0
1980-05-30 | May | 30 | 18:00 | 80.06 | 240 | 1732.2835 | 103937.0112 | 0 | 0 | 0.044712 | 4.6953e-08 | 0.073522 | 0.015182 | 0.24 | 0.70683 | 0 | 0.86038 | 0.0018516 | 0 | #DIV/0! | #DIV/0! | #DIV/0! | #DIV/0! | 0 | 0 | 0 | 0
1980-05-30 | May | 30 | 19:00 | 75.02 | 240 | 2027.5591 | 121653.5472 | 0 | 0 | 0.044478 | 4.6253e-08 | 0.074222 | 0.015051 | 0.24 | 0.70926 | 0 | 0.8449 | 0.0018691 | 0 | #DIV/0! | #DIV/0! | #DIV/0! | #DIV/0! | 0 | 0 | 0 | 0
1980-05-30 | May | 30 | 20:00 | 73.04 | 240 | 1830.7087 | 109842.5232 | 0 | 0 | 0.044387 | 4.5978e-08 | 0.074497 | 0.014999 | 0.24 | 0.71023 | 0 | 0.8389 | 0.001876 | 0 | #DIV/0! | #DIV/0! | #DIV/0! | #DIV/0! | 0 | 0 | 0 | 0
1980-05-30 | May | 30 | 21:00 | 71.06 | 260 | 1220.4725 | 73228.3488 | 0 | 0 | 0.044295 | 4.5703e-08 | 0.074773 | 0.014948 | 0.24 | 0.7112 | 0 | 0.83294 | 0.001883 | 0 | #DIV/0! | #DIV/0! | #DIV/0! | #DIV/0! | 0 | 0 | 0 | 0
1980-05-30 | May | 30 | 22:00 | 69.98 | 230 | 1614.1733 | 96850.3968 | 0 | 0 | 0.044244 | 4.5552e-08 | 0.074923 | 0.014919 | 0.24 | 0.71173 | 0 | 0.82971 | 0.0018869 | 0 | #DIV/0! | #DIV/0! | #DIV/0! | #DIV/0! | 0 | 0 | 0 | 0
1980-05-30 | May | 30 | 23:00 | 69.08 | 220 | 1122.0473 | 67322.8368 | 0 | 0 | 0.044171 | 4.5402e-08 | 0.075052 | 0.014896 | 0.24 | 0.71167 | 0 | 0.82698 | 0.0018901 | 0 | #DIV/0! | #DIV/0! | #DIV/0! | #DIV/0! | 0 | 0 | 0 | 0
1980-05-30 | May | 30 | 24:00 | 68 | 220 | 1023.6221 | 61417.3248 | 0 | 0 | 0.044084 | 4.5222e-08 | 0.075208 | 0.014868 | 0.24 | 0.7116 | 0 | 0.82372 | 0.0018939 | 0 | #DIV/0! | #DIV/0! | #DIV/0! | #DIV/0! | 0 | 0 | 0 | 0
1980-05-31 | May | 31 | 1:00 | 66.92 | 210 | 905.5118 | 54330.7104 | 0 | 0 | 0.043996 | 4.5042e-08 | 0.075364 | 0.01484 | 0.24 | 0.71153 | 0 | 0.82046 | 0.0018978 | 0 | #DIV/0! | #DIV/0! | #DIV/0! | #DIV/0! | 0 | 0 | 0 | 0
1980-05-31 | May | 31 | 2:00 | 66.02 | 240 | 905.5118 | 54330.7104 | 0 | 0 | 0.043923 | 4.4892e-08 | 0.075493 | 0.014817 | 0.24 | 0.71147 | 0 | 0.81776 | 0.0019011 | 0 | #DIV/0! | #DIV/0! | #DIV/0! | #DIV/0! | 0 | 0 | 0 | 0
1980-05-31 | May | 31 | 3:00 | 64.04 | 280 | 905.5118 | 54330.7104 | 0 | 0 | 0.043762 | 4.4562e-08 | 0.075778 | 0.014765 | 0.24 | 0.71134 | 0 | 0.81186 | 0.0019083 | 0 | #DIV/0! | #DIV/0! | #DIV/0! | #DIV/0! | 0 | 0 | 0 | 0
1980-05-31 | May | 31 | 4:00 | 64.04 | 320 | 1023.6221 | 61417.3248 | 0 | 0 | 0.043762 | 4.4562e-08 | 0.075778 | 0.014765 | 0.24 | 0.71134 | 0 | 0.81186 | 0.0019083 | 0 | #DIV/0! | #DIV/0! | #DIV/0! | #DIV/0! | 0 | 0 | 0 | 0
1980-05-31 | May | 31 | 5:00 | 60.98 | 290 | 610.2362 | 36614.1744 | 0 | 0 | 0.043514 | 4.4052e-08 | 0.076219 | 0.014685 | 0.24 | 0.71114 | 0 | 0.80281 | 0.0019195 | 0 | #DIV/0! | #DIV/0! | #DIV/0! | #DIV/0! | 0 | 0 | 0 | 0
1980-05-31 | May | 31 | 6:00 | 62.06 | 280 | 708.6614 | 42519.6864 | 0 | 0 | 0.043602 | 4.4232e-08 | 0.076063 | 0.014714 | 0.24 | 0.71121 | 0 | 0.80599 | 0.0019155 | 0 | #DIV/0! | #DIV/0! | #DIV/0! | #DIV/0! | 0 | 0 | 0 | 0
1980-05-31 | May | 31 | 7:00 | 66.02 | 300 | 1023.6221 | 61417.3248 | 0 | 0 | 0.043923 | 4.4892e-08 | 0.075493 | 0.014817 | 0.24 | 0.71147 | 0 | 0.81776 | 0.0019011 | 0 | #DIV/0! | #DIV/0! | #DIV/0! | #DIV/0! | 0 | 0 | 0 | 0
1980-05-31 | May | 31 | 8:00 | 68 | 290 | 1220.4725 | 73228.3488 | 0 | 0 | 0.044084 | 4.5222e-08 | 0.075208 | 0.014868 | 0.24 | 0.7116 | 0 | 0.82372 | 0.0018939 | 0 | #DIV/0! | #DIV/0! | #DIV/0! | #DIV/0! | 0 | 0 | 0 | 0
1980-05-31 | May | 31 | 9:00 | 69.98 | 280 | 1220.4725 | 73228.3488 | 0 | 0 | 0.044244 | 4.5552e-08 | 0.074923 | 0.014919 | 0.24 | 0.71173 | 0 | 0.82971 | 0.0018869 | 0 | #DIV/0! | #DIV/0! | #DIV/0! | #DIV/0! | 0 | 0 | 0 | 0
1980-05-31 | May | 31 | 10:00 | 73.04 | 310 | 807.0866 | 48425.1984 | 0 | 0 | 0.044387 | 4.5978e-08 | 0.074497 | 0.014999 | 0.24 | 0.71023 | 0 | 0.8389 | 0.001876 | 0 | #DIV/0! | #DIV/0! | #DIV/0! | #DIV/0! | 0 | 0 | 0 | 0
1980-05-31 | May | 31 | 11:00 | 73.94 | 290 | 1122.0473 | 67322.8368 | 0 | 0 | 0.044428 | 4.6103e-08 | 0.074372 | 0.015022 | 0.24 | 0.70979 | 0 | 0.84162 | 0.0018729 | 0 | #DIV/0! | #DIV/0! | #DIV/0! | #DIV/0! | 0 | 0 | 0 | 0
1980-05-31 | May | 31 | 12:00 | 75.02 | 350 | 1122.0473 | 67322.8368 | 0 | 0 | 0.044478 | 4.6253e-08 | 0.074222 | 0.015051 | 0.24 | 0.70926 | 0 | 0.8449 | 0.0018691 | 0 | #DIV/0! | #DIV/0! | #DIV/0! | #DIV/0! | 0 | 0 | 0 | 0
1980-05-31 | May | 31 | 13:00 | 75.92 | 320 | 708.6614 | 42519.6864 | 0 | 0 | 0.04452 | 4.6378e-08 | 0.074097 | 0.015074 | 0.24 | 0.70883 | 0 | 0.84764 | 0.001866 | 0 | #DIV/0! | #DIV/0! | #DIV/0! | #DIV/0! | 0 | 0 | 0 | 0
1980-05-31 | May | 31 | 14:00 | 77 | 260 | 1023.6221 | 61417.3248 | 0 | 0 | 0.04457 | 4.6528e-08 | 0.073947 | 0.015102 | 0.24 | 0.7083 | 0 | 0.85095 | 0.0018622 | 0 | #DIV/0! | #DIV/0! | #DIV/0! | #DIV/0! | 0 | 0 | 0 | 0
1980-05-31 | May | 31 | 15:00 | 77 | 320 | 708.6614 | 42519.6864 | 0 | 0 | 0.04457 | 4.6528e-08 | 0.073947 | 0.015102 | 0.24 | 0.7083 | 0 | 0.85095 | 0.0018622 | 0 | #DIV/0! | #DIV/0! | #DIV/0! | #DIV/0! | 0 | 0 | 0 | 0
1980-05-31 | May | 31 | 16:00 | 77 | 320 | 413.3858 | 24803.1504 | 0 | 0 | 0.04457 | 4.6528e-08 | 0.073947 | 0.015102 | 0.24 | 0.7083 | 0 | 0.85095 | 0.0018622 | 0 | #DIV/0! | #DIV/0! | #DIV/0! | #DIV/0! | 0 | 0 | 0 | 0
1980-05-31 | May | 31 | 17:00 | 75.92 | 310 | 511.811 | 30708.6624 | 0 | 0 | 0.04452 | 4.6378e-08 | 0.074097 | 0.015074 | 0.24 | 0.70883 | 0 | 0.84764 | 0.001866 | 0 | #DIV/0! | #DIV/0! | #DIV/0! | #DIV/0! | 0 | 0 | 0 | 0
1980-05-31 | May | 31 | 18:00 | 73.04 | 340 | 413.3858 | 24803.1504 | 0 | 0 | 0.044387 | 4.5978e-08 | 0.074497 | 0.014999 | 0.24 | 0.71023 | 0 | 0.8389 | 0.001876 | 0 | #DIV/0! | #DIV/0! | #DIV/0! | #DIV/0! | 0 | 0 | 0 | 0
1980-05-31 | May | 31 | 19:00 | 69.98 | 70 | 807.0866 | 48425.1984 | 0 | 0 | 0.044244 | 4.5552e-08 | 0.074923 | 0.014919 | 0.24 | 0.71173 | 0 | 0.82971 | 0.0018869 | 0 | #DIV/0! | #DIV/0! | #DIV/0! | #DIV/0! | 0 | 0 | 0 | 0
1980-05-31 | May | 31 | 20:00 | 68 | 70 | 1122.0473 | 67322.8368 | 0 | 0 | 0.044084 | 4.5222e-08 | 0.075208 | 0.014868 | 0.24 | 0.7116 | 0 | 0.82372 | 0.0018939 | 0 | #DIV/0! | #DIV/0! | #DIV/0! | #DIV/0! | 0 | 0 | 0 | 0
1980-05-31 | May | 31 | 21:00 | 64.04 | 70 | 708.6614 | 42519.6864 | 0 | 0 | 0.043762 | 4.4562e-08 | 0.075778 | 0.014765 | 0.24 | 0.71134 | 0 | 0.81186 | 0.0019083 | 0 | #DIV/0! | #DIV/0! | #DIV/0! | #DIV/0! | 0 | 0 | 0 | 0
1980-05-31 | May | 31 | 22:00 | 64.22 | 60 | 728.3465 | 43700.7888 | 0 | 0 | 0.043777 | 4.4592e-08 | 0.075752 | 0.01477 | 0.24 | 0.71135 | 0 | 0.81239 | 0.0019076 | 0 | #DIV/0! | #DIV/0! | #DIV/0! | #DIV/0! | 0 | 0 | 0 | 0
1980-05-31 | May | 31 | 23:00 | 64.22 | 50 | 728.3465 | 43700.7888 | 0 | 0 | 0.043777 | 4.4592e-08 | 0.075752 | 0.01477 | 0.24 | 0.71135 | 0 | 0.81239 | 0.0019076 | 0 | #DIV/0! | #DIV/0! | #DIV/0! | #DIV/0! | 0 | 0 | 0 | 0
1980-05-31 | May | 31 | 24:00 | 64.4 | 60 | 748.0315 | 44881.8912 | 0 | 0 | 0.043792 | 4.4622e-08 | 0.075726 | 0.014774 | 0.24 | 0.71137 | 0 | 0.81293 | 0.0019069 | 0 | #DIV/0! | #DIV/0! | #DIV/0! | #DIV/0! | 0 | 0 | 0 | 0
1979-06-01 | Jun | 1 | 1:00 | 64.58 | 290 | 767.7166 | 46062.9936 | 0 | 0 | 0.043806 | 4.4652e-08 | 0.0757 | 0.014779 | 0.24 | 0.71138 | 0 | 0.81346 | 0.0019063 | 0 | #DIV/0! | #DIV/0! | #DIV/0! | #DIV/0! | 0 | 0 | 0 | 0
1979-06-01 | Jun | 1 | 2:00 | 64.76 | 270 | 787.4016 | 47244.096 | 0 | 0 | 0.043821 | 4.4682e-08 | 0.075675 | 0.014784 | 0.24 | 0.71139 | 0 | 0.814 | 0.0019056 | 0 | #DIV/0! | #DIV/0! | #DIV/0! | #DIV/0! | 0 | 0 | 0 | 0
1979-06-01 | Jun | 1 | 3:00 | 64.76 | 280 | 787.4016 | 47244.096 | 0 | 0 | 0.043821 | 4.4682e-08 | 0.075675 | 0.014784 | 0.24 | 0.71139 | 0 | 0.814 | 0.0019056 | 0 | #DIV/0! | #DIV/0! | #DIV/0! | #DIV/0! | 0 | 0 | 0 | 0
1979-06-01 | Jun | 1 | 4:00 | 64.94 | 290 | 807.0866 | 48425.1984 | 0 | 0 | 0.043835 | 4.4712e-08 | 0.075649 | 0.014788 | 0.24 | 0.7114 | 0 | 0.81454 | 0.001905 | 0 | #DIV/0! | #DIV/0! | #DIV/0! | #DIV/0! | 0 | 0 | 0 | 0
1979-06-01 | Jun | 1 | 5:00 | 64.04 | 300 | 708.6614 | 42519.6864 | 0 | 0 | 0.043762 | 4.4562e-08 | 0.075778 | 0.014765 | 0.24 | 0.71134 | 0 | 0.81186 | 0.0019083 | 0 | #DIV/0! | #DIV/0! | #DIV/0! | #DIV/0! | 0 | 0 | 0 | 0
1979-06-01 | Jun | 1 | 6:00 | 60.98 | 330 | 1318.8977 | 79133.8608 | 0 | 0 | 0.043514 | 4.4052e-08 | 0.076219 | 0.014685 | 0.24 | 0.71114 | 0 | 0.80281 | 0.0019195 | 0 | #DIV/0! | #DIV/0! | #DIV/0! | #DIV/0! | 0 | 0 | 0 | 0
1979-06-01 | Jun | 1 | 7:00 | 60.08 | 320 | 1417.3229 | 85039.3728 | 0 | 0 | 0.043441 | 4.3902e-08 | 0.076348 | 0.014662 | 0.24 | 0.71108 | 0 | 0.80017 | 0.0019228 | 0 | #DIV/0! | #DIV/0! | #DIV/0! | #DIV/0! | 0 | 0 | 0 | 0
1979-06-01 | Jun | 1 | 8:00 | 62.06 | 310 | 1023.6221 | 61417.3248 | 0 | 0 | 0.043602 | 4.4232e-08 | 0.076063 | 0.014714 | 0.24 | 0.71121 | 0 | 0.80599 | 0.0019155 | 0 | #DIV/0! | #DIV/0! | #DIV/0! | #DIV/0! | 0 | 0 | 0 | 0
1979-06-01 | Jun | 1 | 9:00 | 66.02 | 330 | 1122.0473 | 67322.8368 | 0 | 0 | 0.043923 | 4.4892e-08 | 0.075493 | 0.014817 | 0.24 | 0.71147 | 0 | 0.81776 | 0.0019011 | 0 | #DIV/0! | #DIV/0! | #DIV/0! | #DIV/0! | 0 | 0 | 0 | 0
1979-06-01 | Jun | 1 | 10:00 | 68 | 350 | 807.0866 | 48425.1984 | 0 | 0 | 0.044084 | 4.5222e-08 | 0.075208 | 0.014868 | 0.24 | 0.7116 | 0 | 0.82372 | 0.0018939 | 0 | #DIV/0! | #DIV/0! | #DIV/0! | #DIV/0! | 0 | 0 | 0 | 0
1979-06-01 | Jun | 1 | 11:00 | 69.98 | 330 | 1122.0473 | 67322.8368 | 0 | 0 | 0.044244 | 4.5552e-08 | 0.074923 | 0.014919 | 0.24 | 0.71173 | 0 | 0.82971 | 0.0018869 | 0 | #DIV/0! | #DIV/0! | #DIV/0! | #DIV/0! | 0 | 0 | 0 | 0
1979-06-01 | Jun | 1 | 12:00 | 71.96 | 320 | 807.0866 | 48425.1984 | 0 | 0 | 0.044336 | 4.5828e-08 | 0.074648 | 0.014971 | 0.24 | 0.71076 | 0 | 0.83565 | 0.0018798 | 0 | #DIV/0! | #DIV/0! | #DIV/0! | #DIV/0! | 0 | 0 | 0 | 0
1979-06-01 | Jun | 1 | 13:00 | 73.94 | 10 | 1417.3229 | 85039.3728 | 0 | 0 | 0.044428 | 4.6103e-08 | 0.074372 | 0.015022 | 0.24 | 0.70979 | 0 | 0.84162 | 0.0018729 | 0 | #DIV/0! | #DIV/0! | #DIV/0! | #DIV/0! | 0 | 0 | 0 | 0
1979-06-01 | Jun | 1 | 14:00 | 73.94 | 300 | 807.0866 | 48425.1984 | 0 | 0 | 0.044428 | 4.6103e-08 | 0.074372 | 0.015022 | 0.24 | 0.70979 | 0 | 0.84162 | 0.0018729 | 0 | #DIV/0! | #DIV/0! | #DIV/0! | #DIV/0! | 0 | 0 | 0 | 0
1979-06-01 | Jun | 1 | 15:00 | 75.02 | 310 | 1023.6221 | 61417.3248 | 0 | 0 | 0.044478 | 4.6253e-08 | 0.074222 | 0.015051 | 0.24 | 0.70926 | 0 | 0.8449 | 0.0018691 | 0 | #DIV/0! | #DIV/0! | #DIV/0! | #DIV/0! | 0 | 0 | 0 | 0
1979-06-01 | Jun | 1 | 16:00 | 77 | 320 | 610.2362 | 36614.1744 | 0 | 0 | 0.04457 | 4.6528e-08 | 0.073947 | 0.015102 | 0.24 | 0.7083 | 0 | 0.85095 | 0.0018622 | 0 | #DIV/0! | #DIV/0! | #DIV/0! | #DIV/0! | 0 | 0 | 0 | 0
1979-06-01 | Jun | 1 | 17:00 | 75.02 | 30 | 610.2362 | 36614.1744 | 0 | 0 | 0.044478 | 4.6253e-08 | 0.074222 | 0.015051 | 0.24 | 0.70926 | 0 | 0.8449 | 0.0018691 | 0 | #DIV/0! | #DIV/0! | #DIV/0! | #DIV/0! | 0 | 0 | 0 | 0
1979-06-01 | Jun | 1 | 18:00 | 73.04 | 0 | 0 | 0 | 0 | 0 | 0.044387 | 4.5978e-08 | 0.074497 | 0.014999 | 0.24 | 0.71023 | 0 | 0.8389 | 0.001876 | 0 | #DIV/0! | #DIV/0! | #DIV/0! | #DIV/0! | 0 | 0 | 0 | 0
1979-06-01 | Jun | 1 | 19:00 | 69.08 | 110 | 610.2362 | 36614.1744 | 0 | 0 | 0.044171 | 4.5402e-08 | 0.075052 | 0.014896 | 0.24 | 0.71167 | 0 | 0.82698 | 0.0018901 | 0 | #DIV/0! | #DIV/0! | #DIV/0! | #DIV/0! | 0 | 0 | 0 | 0
1979-06-01 | Jun | 1 | 20:00 | 62.96 | 100 | 708.6614 | 42519.6864 | 0 | 0 | 0.043675 | 4.4382e-08 | 0.075934 | 0.014737 | 0.24 | 0.71127 | 0 | 0.80865 | 0.0019122 | 0 | #DIV/0! | #DIV/0! | #DIV/0! | #DIV/0! | 0 | 0 | 0 | 0
1979-06-01 | Jun | 1 | 21:00 | 57.02 | 140 | 610.2362 | 36614.1744 | 0 | 0 | 0.043193 | 4.3392e-08 | 0.076807 | 0.014583 | 0.24 | 0.71088 | 0 | 0.79108 | 0.0019342 | 0 | #DIV/0! | #DIV/0! | #DIV/0! | #DIV/0! | 0 | 0 | 0 | 0
1979-06-01 | Jun | 1 | 22:00 | 53.96 | 150 | 511.811 | 30708.6624 | 0 | 0 | 0.042945 | 4.2882e-08 | 0.077266 | 0.014503 | 0.24 | 0.71067 | 0 | 0.78209 | 0.0019457 | 0 | #DIV/0! | #DIV/0! | #DIV/0! | #DIV/0! | 0 | 0 | 0 | 0
1979-06-01 | Jun | 1 | 23:00 | 55.04 | 180 | 295.2756 | 17716.536 | 0 | 0 | 0.043033 | 4.3062e-08 | 0.077104 | 0.014531 | 0.24 | 0.71074 | 0 | 0.78525 | 0.0019416 | 0 | #DIV/0! | #DIV/0! | #DIV/0! | #DIV/0! | 0 | 0 | 0 | 0
1979-06-01 | Jun | 1 | 24:00 | 55.94 | 180 | 610.2362 | 36614.1744 | 0 | 0 | 0.043106 | 4.3212e-08 | 0.076969 | 0.014554 | 0.24 | 0.71081 | 0 | 0.7879 | 0.0019382 | 0 | #DIV/0! | #DIV/0! | #DIV/0! | #DIV/0! | 0 | 0 | 0 | 0
1979-06-02 | Jun | 2 | 1:00 | 55.94 | 210 | 413.3858 | 24803.1504 | 0 | 0 | 0.043106 | 4.3212e-08 | 0.076969 | 0.014554 | 0.24 | 0.71081 | 0 | 0.7879 | 0.0019382 | 0 | #DIV/0! | #DIV/0! | #DIV/0! | #DIV/0! | 0 | 0 | 0 | 0
1979-06-02 | Jun | 2 | 2:00 | 55.94 | 220 | 413.3858 | 24803.1504 | 0 | 0 | 0.043106 | 4.3212e-08 | 0.076969 | 0.014554 | 0.24 | 0.71081 | 0 | 0.7879 | 0.0019382 | 0 | #DIV/0! | #DIV/0! | #DIV/0! | #DIV/0! | 0 | 0 | 0 | 0
1979-06-02 | Jun | 2 | 3:00 | 55.94 | 210 | 610.2362 | 36614.1744 | 0 | 0 | 0.043106 | 4.3212e-08 | 0.076969 | 0.014554 | 0.24 | 0.71081 | 0 | 0.7879 | 0.0019382 | 0 | #DIV/0! | #DIV/0! | #DIV/0! | #DIV/0! | 0 | 0 | 0 | 0
1979-06-02 | Jun | 2 | 4:00 | 55.04 | 200 | 511.811 | 30708.6624 | 0 | 0 | 0.043033 | 4.3062e-08 | 0.077104 | 0.014531 | 0.24 | 0.71074 | 0 | 0.78525 | 0.0019416 | 0 | #DIV/0! | #DIV/0! | #DIV/0! | #DIV/0! | 0 | 0 | 0 | 0
1979-06-02 | Jun | 2 | 5:00 | 53.96 | 210 | 511.811 | 30708.6624 | 0 | 0 | 0.042945 | 4.2882e-08 | 0.077266 | 0.014503 | 0.24 | 0.71067 | 0 | 0.78209 | 0.0019457 | 0 | #DIV/0! | #DIV/0! | #DIV/0! | #DIV/0! | 0 | 0 | 0 | 0
1979-06-02 | Jun | 2 | 6:00 | 57.02 | 230 | 295.2756 | 17716.536 | 0 | 0 | 0.043193 | 4.3392e-08 | 0.076807 | 0.014583 | 0.24 | 0.71088 | 0 | 0.79108 | 0.0019342 | 0 | #DIV/0! | #DIV/0! | #DIV/0! | #DIV/0! | 0 | 0 | 0 | 0
1979-06-02 | Jun | 2 | 7:00 | 64.04 | 230 | 610.2362 | 36614.1744 | 0 | 0 | 0.043762 | 4.4562e-08 | 0.075778 | 0.014765 | 0.24 | 0.71134 | 0 | 0.81186 | 0.0019083 | 0 | #DIV/0! | #DIV/0! | #DIV/0! | #DIV/0! | 0 | 0 | 0 | 0
1979-06-02 | Jun | 2 | 8:00 | 68 | 290 | 610.2362 | 36614.1744 | 0 | 0 | 0.044084 | 4.5222e-08 | 0.075208 | 0.014868 | 0.24 | 0.7116 | 0 | 0.82372 | 0.0018939 | 0 | #DIV/0! | #DIV/0! | #DIV/0! | #DIV/0! | 0 | 0 | 0 | 0
1979-06-02 | Jun | 2 | 9:00 | 71.06 | 270 | 511.811 | 30708.6624 | 0 | 0 | 0.044295 | 4.5703e-08 | 0.074773 | 0.014948 | 0.24 | 0.7112 | 0 | 0.83294 | 0.001883 | 0 | #DIV/0! | #DIV/0! | #DIV/0! | #DIV/0! | 0 | 0 | 0 | 0
1979-06-02 | Jun | 2 | 10:00 | 73.04 | 270 | 807.0866 | 48425.1984 | 0 | 0 | 0.044387 | 4.5978e-08 | 0.074497 | 0.014999 | 0.24 | 0.71023 | 0 | 0.8389 | 0.001876 | 0 | #DIV/0! | #DIV/0! | #DIV/0! | #DIV/0! | 0 | 0 | 0 | 0
1979-06-02 | Jun | 2 | 11:00 | 75.92 | 200 | 610.2362 | 36614.1744 | 0 | 0 | 0.04452 | 4.6378e-08 | 0.074097 | 0.015074 | 0.24 | 0.70883 | 0 | 0.84764 | 0.001866 | 0 | #DIV/0! | #DIV/0! | #DIV/0! | #DIV/0! | 0 | 0 | 0 | 0
1979-06-02 | Jun | 2 | 12:00 | 75.92 | 200 | 1023.6221 | 61417.3248 | 0 | 0 | 0.04452 | 4.6378e-08 | 0.074097 | 0.015074 | 0.24 | 0.70883 | 0 | 0.84764 | 0.001866 | 0 | #DIV/0! | #DIV/0! | #DIV/0! | #DIV/0! | 0 | 0 | 0 | 0
1979-06-02 | Jun | 2 | 13:00 | 77 | 220 | 807.0866 | 48425.1984 | 0 | 0 | 0.04457 | 4.6528e-08 | 0.073947 | 0.015102 | 0.24 | 0.7083 | 0 | 0.85095 | 0.0018622 | 0 | #DIV/0! | #DIV/0! | #DIV/0! | #DIV/0! | 0 | 0 | 0 | 0
1979-06-02 | Jun | 2 | 14:00 | 77 | 190 | 807.0866 | 48425.1984 | 0 | 0 | 0.04457 | 4.6528e-08 | 0.073947 | 0.015102 | 0.24 | 0.7083 | 0 | 0.85095 | 0.0018622 | 0 | #DIV/0! | #DIV/0! | #DIV/0! | #DIV/0! | 0 | 0 | 0 | 0
1979-06-02 | Jun | 2 | 15:00 | 77 | 180 | 1023.6221 | 61417.3248 | 0 | 0 | 0.04457 | 4.6528e-08 | 0.073947 | 0.015102 | 0.24 | 0.7083 | 0 | 0.85095 | 0.0018622 | 0 | #DIV/0! | #DIV/0! | #DIV/0! | #DIV/0! | 0 | 0 | 0 | 0
1979-06-02 | Jun | 2 | 16:00 | 77 | 240 | 807.0866 | 48425.1984 | 0 | 0 | 0.04457 | 4.6528e-08 | 0.073947 | 0.015102 | 0.24 | 0.7083 | 0 | 0.85095 | 0.0018622 | 0 | #DIV/0! | #DIV/0! | #DIV/0! | #DIV/0! | 0 | 0 | 0 | 0
1979-06-02 | Jun | 2 | 17:00 | 75.92 | 240 | 1023.6221 | 61417.3248 | 0 | 0 | 0.04452 | 4.6378e-08 | 0.074097 | 0.015074 | 0.24 | 0.70883 | 0 | 0.84764 | 0.001866 | 0 | #DIV/0! | #DIV/0! | #DIV/0! | #DIV/0! | 0 | 0 | 0 | 0
1979-06-02 | Jun | 2 | 18:00 | 75.02 | 240 | 1023.6221 | 61417.3248 | 0 | 0 | 0.044478 | 4.6253e-08 | 0.074222 | 0.015051 | 0.24 | 0.70926 | 0 | 0.8449 | 0.0018691 | 0 | #DIV/0! | #DIV/0! | #DIV/0! | #DIV/0! | 0 | 0 | 0 | 0
1979-06-02 | Jun | 2 | 19:00 | 71.06 | 240 | 610.2362 | 36614.1744 | 0 | 0 | 0.044295 | 4.5703e-08 | 0.074773 | 0.014948 | 0.24 | 0.7112 | 0 | 0.83294 | 0.001883 | 0 | #DIV/0! | #DIV/0! | #DIV/0! | #DIV/0! | 0 | 0 | 0 | 0
1979-06-02 | Jun | 2 | 20:00 | 66.92 | 220 | 610.2362 | 36614.1744 | 0 | 0 | 0.043996 | 4.5042e-08 | 0.075364 | 0.01484 | 0.24 | 0.71153 | 0 | 0.82046 | 0.0018978 | 0 | #DIV/0! | #DIV/0! | #DIV/0! | #DIV/0! | 0 | 0 | 0 | 0
1979-06-02 | Jun | 2 | 21:00 | 62.96 | 220 | 610.2362 | 36614.1744 | 0 | 0 | 0.043675 | 4.4382e-08 | 0.075934 | 0.014737 | 0.24 | 0.71127 | 0 | 0.80865 | 0.0019122 | 0 | #DIV/0! | #DIV/0! | #DIV/0! | #DIV/0! | 0 | 0 | 0 | 0
1979-06-02 | Jun | 2 | 22:00 | 64.94 | 230 | 708.6614 | 42519.6864 | 0 | 0 | 0.043835 | 4.4712e-08 | 0.075649 | 0.014788 | 0.24 | 0.7114 | 0 | 0.81454 | 0.001905 | 0 | #DIV/0! | #DIV/0! | #DIV/0! | #DIV/0! | 0 | 0 | 0 | 0
1979-06-02 | Jun | 2 | 23:00 | 60.98 | 210 | 708.6614 | 42519.6864 | 0 | 0 | 0.043514 | 4.4052e-08 | 0.076219 | 0.014685 | 0.24 | 0.71114 | 0 | 0.80281 | 0.0019195 | 0 | #DIV/0! | #DIV/0! | #DIV/0! | #DIV/0! | 0 | 0 | 0 | 0
1979-06-02 | Jun | 2 | 24:00 | 62.06 | 230 | 807.0866 | 48425.1984 | 0 | 0 | 0.043602 | 4.4232e-08 | 0.076063 | 0.014714 | 0.24 | 0.71121 | 0 | 0.80599 | 0.0019155 | 0 | #DIV/0! | #DIV/0! | #DIV/0! | #DIV/0! | 0 | 0 | 0 | 0
1979-06-03 | Jun | 3 | 1:00 | 62.06 | 230 | 1023.6221 | 61417.3248 | 0 | 0 | 0.043602 | 4.4232e-08 | 0.076063 | 0.014714 | 0.24 | 0.71121 | 0 | 0.80599 | 0.0019155 | 0 | #DIV/0! | #DIV/0! | #DIV/0! | #DIV/0! | 0 | 0 | 0 | 0
1979-06-03 | Jun | 3 | 2:00 | 62.06 | 220 | 807.0866 | 48425.1984 | 0 | 0 | 0.043602 | 4.4232e-08 | 0.076063 | 0.014714 | 0.24 | 0.71121 | 0 | 0.80599 | 0.0019155 | 0 | #DIV/0! | #DIV/0! | #DIV/0! | #DIV/0! | 0 | 0 | 0 | 0
1979-06-03 | Jun | 3 | 3:00 | 60.08 | 240 | 807.0866 | 48425.1984 | 0 | 0 | 0.043441 | 4.3902e-08 | 0.076348 | 0.014662 | 0.24 | 0.71108 | 0 | 0.80017 | 0.0019228 | 0 | #DIV/0! | #DIV/0! | #DIV/0! | #DIV/0! | 0 | 0 | 0 | 0
1979-06-03 | Jun | 3 | 4:00 | 57.92 | 240 | 905.5118 | 54330.7104 | 0 | 0 | 0.043266 | 4.3542e-08 | 0.076672 | 0.014606 | 0.24 | 0.71094 | 0 | 0.79374 | 0.0019308 | 0 | #DIV/0! | #DIV/0! | #DIV/0! | #DIV/0! | 0 | 0 | 0 | 0
1979-06-03 | Jun | 3 | 5:00 | 57.02 | 240 | 807.0866 | 48425.1984 | 0 | 0 | 0.043193 | 4.3392e-08 | 0.076807 | 0.014583 | 0.24 | 0.71088 | 0 | 0.79108 | 0.0019342 | 0 | #DIV/0! | #DIV/0! | #DIV/0! | #DIV/0! | 0 | 0 | 0 | 0
1979-06-03 | Jun | 3 | 6:00 | 60.08 | 250 | 1122.0473 | 67322.8368 | 0 | 0 | 0.043441 | 4.3902e-08 | 0.076348 | 0.014662 | 0.24 | 0.71108 | 0 | 0.80017 | 0.0019228 | 0 | #DIV/0! | #DIV/0! | #DIV/0! | #DIV/0! | 0 | 0 | 0 | 0
1979-06-03 | Jun | 3 | 7:00 | 64.04 | 260 | 1122.0473 | 67322.8368 | 0 | 0 | 0.043762 | 4.4562e-08 | 0.075778 | 0.014765 | 0.24 | 0.71134 | 0 | 0.81186 | 0.0019083 | 0 | #DIV/0! | #DIV/0! | #DIV/0! | #DIV/0! | 0 | 0 | 0 | 0
1979-06-03 | Jun | 3 | 8:00 | 68 | 260 | 1122.0473 | 67322.8368 | 0 | 0 | 0.044084 | 4.5222e-08 | 0.075208 | 0.014868 | 0.24 | 0.7116 | 0 | 0.82372 | 0.0018939 | 0 | #DIV/0! | #DIV/0! | #DIV/0! | #DIV/0! | 0 | 0 | 0 | 0
1979-06-03 | Jun | 3 | 9:00 | 71.96 | 260 | 807.0866 | 48425.1984 | 0 | 0 | 0.044336 | 4.5828e-08 | 0.074648 | 0.014971 | 0.24 | 0.71076 | 0 | 0.83565 | 0.0018798 | 0 | #DIV/0! | #DIV/0! | #DIV/0! | #DIV/0! | 0 | 0 | 0 | 0
1979-06-03 | Jun | 3 | 10:00 | 75.92 | 260 | 807.0866 | 48425.1984 | 0 | 0 | 0.04452 | 4.6378e-08 | 0.074097 | 0.015074 | 0.24 | 0.70883 | 0 | 0.84764 | 0.001866 | 0 | #DIV/0! | #DIV/0! | #DIV/0! | #DIV/0! | 0 | 0 | 0 | 0
1979-06-03 | Jun | 3 | 11:00 | 78.08 | 240 | 708.6614 | 42519.6864 | 0 | 0 | 0.04462 | 4.6678e-08 | 0.073797 | 0.01513 | 0.24 | 0.70778 | 0 | 0.85426 | 0.0018585 | 0 | #DIV/0! | #DIV/0! | #DIV/0! | #DIV/0! | 0 | 0 | 0 | 0
1979-06-03 | Jun | 3 | 12:00 | 80.96 | 270 | 1023.6221 | 61417.3248 | 0 | 0 | 0.044753 | 4.7078e-08 | 0.073401 | 0.015205 | 0.24 | 0.7064 | 0 | 0.86312 | 0.0018486 | 0 | #DIV/0! | #DIV/0! | #DIV/0! | #DIV/0! | 0 | 0 | 0 | 0
1979-06-03 | Jun | 3 | 13:00 | 84.02 | 250 | 1417.3229 | 85039.3728 | 0 | 0 | 0.044895 | 4.7503e-08 | 0.072991 | 0.015285 | 0.24 | 0.70495 | 0 | 0.87251 | 0.0018382 | 0 | #DIV/0! | #DIV/0! | #DIV/0! | #DIV/0! | 0 | 0 | 0 | 0
1979-06-03 | Jun | 3 | 14:00 | 82.94 | 290 | 1023.6221 | 61417.3248 | 0 | 0 | 0.044845 | 4.7353e-08 | 0.073136 | 0.015256 | 0.24 | 0.70546 | 0 | 0.86918 | 0.0018418 | 0 | #DIV/0! | #DIV/0! | #DIV/0! | #DIV/0! | 0 | 0 | 0 | 0
1979-06-03 | Jun | 3 | 15:00 | 78.08 | 70 | 1318.8977 | 79133.8608 | 0 | 0 | 0.04462 | 4.6678e-08 | 0.073797 | 0.01513 | 0.24 | 0.70778 | 0 | 0.85426 | 0.0018585 | 0 | #DIV/0! | #DIV/0! | #DIV/0! | #DIV/0! | 0 | 0 | 0 | 0
1979-06-03 | Jun | 3 | 16:00 | 75.02 | 120 | 1318.8977 | 79133.8608 | 0 | 0 | 0.044478 | 4.6253e-08 | 0.074222 | 0.015051 | 0.24 | 0.70926 | 0 | 0.8449 | 0.0018691 | 0 | #DIV/0! | #DIV/0! | #DIV/0! | #DIV/0! | 0 | 0 | 0 | 0
1979-06-03 | Jun | 3 | 17:00 | 73.94 | 120 | 1023.6221 | 61417.3248 | 0 | 0 | 0.044428 | 4.6103e-08 | 0.074372 | 0.015022 | 0.24 | 0.70979 | 0 | 0.84162 | 0.0018729 | 0 | #DIV/0! | #DIV/0! | #DIV/0! | #DIV/0! | 0 | 0 | 0 | 0
1979-06-03 | Jun | 3 | 18:00 | 75.02 | 140 | 905.5118 | 54330.7104 | 0 | 0 | 0.044478 | 4.6253e-08 | 0.074222 | 0.015051 | 0.24 | 0.70926 | 0 | 0.8449 | 0.0018691 | 0 | #DIV/0! | #DIV/0! | #DIV/0! | #DIV/0! | 0 | 0 | 0 | 0
1979-06-03 | Jun | 3 | 19:00 | 69.98 | 130 | 708.6614 | 42519.6864 | 0 | 0 | 0.044244 | 4.5552e-08 | 0.074923 | 0.014919 | 0.24 | 0.71173 | 0 | 0.82971 | 0.0018869 | 0 | #DIV/0! | #DIV/0! | #DIV/0! | #DIV/0! | 0 | 0 | 0 | 0
1979-06-03 | Jun | 3 | 20:00 | 66.92 | 130 | 708.6614 | 42519.6864 | 0 | 0 | 0.043996 | 4.5042e-08 | 0.075364 | 0.01484 | 0.24 | 0.71153 | 0 | 0.82046 | 0.0018978 | 0 | #DIV/0! | #DIV/0! | #DIV/0! | #DIV/0! | 0 | 0 | 0 | 0
1979-06-03 | Jun | 3 | 21:00 | 64.04 | 140 | 610.2362 | 36614.1744 | 0 | 0 | 0.043762 | 4.4562e-08 | 0.075778 | 0.014765 | 0.24 | 0.71134 | 0 | 0.81186 | 0.0019083 | 0 | #DIV/0! | #DIV/0! | #DIV/0! | #DIV/0! | 0 | 0 | 0 | 0
1979-06-03 | Jun | 3 | 22:00 | 64.94 | 170 | 413.3858 | 24803.1504 | 0 | 0 | 0.043835 | 4.4712e-08 | 0.075649 | 0.014788 | 0.24 | 0.7114 | 0 | 0.81454 | 0.001905 | 0 | #DIV/0! | #DIV/0! | #DIV/0! | #DIV/0! | 0 | 0 | 0 | 0
1979-06-03 | Jun | 3 | 23:00 | 62.06 | 200 | 511.811 | 30708.6624 | 0 | 0 | 0.043602 | 4.4232e-08 | 0.076063 | 0.014714 | 0.24 | 0.71121 | 0 | 0.80599 | 0.0019155 | 0 | #DIV/0! | #DIV/0! | #DIV/0! | #DIV/0! | 0 | 0 | 0 | 0
1979-06-03 | Jun | 3 | 24:00 | 64.04 | 230 | 708.6614 | 42519.6864 | 0 | 0 | 0.043762 | 4.4562e-08 | 0.075778 | 0.014765 | 0.24 | 0.71134 | 0 | 0.81186 | 0.0019083 | 0 | #DIV/0! | #DIV/0! | #DIV/0! | #DIV/0! | 0 | 0 | 0 | 0
1979-06-04 | Jun | 4 | 1:00 | 62.96 | 230 | 807.0866 | 48425.1984 | 0 | 0 | 0.043675 | 4.4382e-08 | 0.075934 | 0.014737 | 0.24 | 0.71127 | 0 | 0.80865 | 0.0019122 | 0 | #DIV/0! | #DIV/0! | #DIV/0! | #DIV/0! | 0 | 0 | 0 | 0
1979-06-04 | Jun | 4 | 2:00 | 64.94 | 240 | 1023.6221 | 61417.3248 | 0 | 0 | 0.043835 | 4.4712e-08 | 0.075649 | 0.014788 | 0.24 | 0.7114 | 0 | 0.81454 | 0.001905 | 0 | #DIV/0! | #DIV/0! | #DIV/0! | #DIV/0! | 0 | 0 | 0 | 0
1979-06-04 | Jun | 4 | 3:00 | 66.92 | 230 | 1023.6221 | 61417.3248 | 0 | 0 | 0.043996 | 4.5042e-08 | 0.075364 | 0.01484 | 0.24 | 0.71153 | 0 | 0.82046 | 0.0018978 | 0 | #DIV/0! | #DIV/0! | #DIV/0! | #DIV/0! | 0 | 0 | 0 | 0
1979-06-04 | Jun | 4 | 4:00 | 66.92 | 220 | 1023.6221 | 61417.3248 | 0 | 0 | 0.043996 | 4.5042e-08 | 0.075364 | 0.01484 | 0.24 | 0.71153 | 0 | 0.82046 | 0.0018978 | 0 | #DIV/0! | #DIV/0! | #DIV/0! | #DIV/0! | 0 | 0 | 0 | 0
1979-06-04 | Jun | 4 | 5:00 | 66.02 | 250 | 1023.6221 | 61417.3248 | 0 | 0 | 0.043923 | 4.4892e-08 | 0.075493 | 0.014817 | 0.24 | 0.71147 | 0 | 0.81776 | 0.0019011 | 0 | #DIV/0! | #DIV/0! | #DIV/0! | #DIV/0! | 0 | 0 | 0 | 0
1979-06-04 | Jun | 4 | 6:00 | 66.02 | 230 | 1023.6221 | 61417.3248 | 0 | 0 | 0.043923 | 4.4892e-08 | 0.075493 | 0.014817 | 0.24 | 0.71147 | 0 | 0.81776 | 0.0019011 | 0 | #DIV/0! | #DIV/0! | #DIV/0! | #DIV/0! | 0 | 0 | 0 | 0
1979-06-04 | Jun | 4 | 7:00 | 71.06 | 230 | 1318.8977 | 79133.8608 | 0 | 0 | 0.044295 | 4.5703e-08 | 0.074773 | 0.014948 | 0.24 | 0.7112 | 0 | 0.83294 | 0.001883 | 0 | #DIV/0! | #DIV/0! | #DIV/0! | #DIV/0! | 0 | 0 | 0 | 0
1979-06-04 | Jun | 4 | 8:00 | 73.94 | 240 | 1122.0473 | 67322.8368 | 0 | 0 | 0.044428 | 4.6103e-08 | 0.074372 | 0.015022 | 0.24 | 0.70979 | 0 | 0.84162 | 0.0018729 | 0 | #DIV/0! | #DIV/0! | #DIV/0! | #DIV/0! | 0 | 0 | 0 | 0
1979-06-04 | Jun | 4 | 9:00 | 80.06 | 230 | 1122.0473 | 67322.8368 | 0 | 0 | 0.044712 | 4.6953e-08 | 0.073522 | 0.015182 | 0.24 | 0.70683 | 0 | 0.86038 | 0.0018516 | 0 | #DIV/0! | #DIV/0! | #DIV/0! | #DIV/0! | 0 | 0 | 0 | 0
1979-06-04 | Jun | 4 | 10:00 | 84.02 | 210 | 1318.8977 | 79133.8608 | 0 | 0 | 0.044895 | 4.7503e-08 | 0.072991 | 0.015285 | 0.24 | 0.70495 | 0 | 0.87251 | 0.0018382 | 0 | #DIV/0! | #DIV/0! | #DIV/0! | #DIV/0! | 0 | 0 | 0 | 0
1979-06-04 | Jun | 4 | 11:00 | 86 | 230 | 1929.1339 | 115748.0352 | 0 | 0 | 0.044987 | 4.7778e-08 | 0.072726 | 0.015336 | 0.24 | 0.70402 | 0 | 0.87864 | 0.0018315 | 0 | #DIV/0! | #DIV/0! | #DIV/0! | #DIV/0! | 0 | 0 | 0 | 0
1979-06-04 | Jun | 4 | 12:00 | 87.08 | 220 | 1830.7087 | 109842.5232 | 0 | 0 | 0.045037 | 4.7928e-08 | 0.072581 | 0.015364 | 0.24 | 0.70352 | 0 | 0.882 | 0.0018279 | 0 | #DIV/0! | #DIV/0! | #DIV/0! | #DIV/0! | 0 | 0 | 0 | 0
1979-06-04 | Jun | 4 | 13:00 | 84.02 | 220 | 1732.2835 | 103937.0112 | 0 | 0 | 0.044895 | 4.7503e-08 | 0.072991 | 0.015285 | 0.24 | 0.70495 | 0 | 0.87251 | 0.0018382 | 0 | #DIV/0! | #DIV/0! | #DIV/0! | #DIV/0! | 0 | 0 | 0 | 0
1979-06-04 | Jun | 4 | 14:00 | 86 | 220 | 1220.4725 | 73228.3488 | 0 | 0 | 0.044987 | 4.7778e-08 | 0.072726 | 0.015336 | 0.24 | 0.70402 | 0 | 0.87864 | 0.0018315 | 0 | #DIV/0! | #DIV/0! | #DIV/0! | #DIV/0! | 0 | 0 | 0 | 0
1979-06-04 | Jun | 4 | 15:00 | 84.92 | 210 | 1614.1733 | 96850.3968 | 0 | 0 | 0.044937 | 4.7628e-08 | 0.072871 | 0.015308 | 0.24 | 0.70453 | 0 | 0.87529 | 0.0018351 | 0 | #DIV/0! | #DIV/0! | #DIV/0! | #DIV/0! | 0 | 0 | 0 | 0
1979-06-04 | Jun | 4 | 16:00 | 84.92 | 220 | 1417.3229 | 85039.3728 | 0 | 0 | 0.044937 | 4.7628e-08 | 0.072871 | 0.015308 | 0.24 | 0.70453 | 0 | 0.87529 | 0.0018351 | 0 | #DIV/0! | #DIV/0! | #DIV/0! | #DIV/0! | 0 | 0 | 0 | 0
1979-06-04 | Jun | 4 | 17:00 | 82.94 | 230 | 1220.4725 | 73228.3488 | 0 | 0 | 0.044845 | 4.7353e-08 | 0.073136 | 0.015256 | 0.24 | 0.70546 | 0 | 0.86918 | 0.0018418 | 0 | #DIV/0! | #DIV/0! | #DIV/0! | #DIV/0! | 0 | 0 | 0 | 0
1979-06-04 | Jun | 4 | 18:00 | 80.06 | 240 | 807.0866 | 48425.1984 | 0 | 0 | 0.044712 | 4.6953e-08 | 0.073522 | 0.015182 | 0.24 | 0.70683 | 0 | 0.86038 | 0.0018516 | 0 | #DIV/0! | #DIV/0! | #DIV/0! | #DIV/0! | 0 | 0 | 0 | 0
1979-06-04 | Jun | 4 | 19:00 | 78.98 | 230 | 807.0866 | 48425.1984 | 0 | 0 | 0.044662 | 4.6803e-08 | 0.073672 | 0.015153 | 0.24 | 0.70735 | 0 | 0.85704 | 0.0018554 | 0 | #DIV/0! | #DIV/0! | #DIV/0! | #DIV/0! | 0 | 0 | 0 | 0
1979-06-04 | Jun | 4 | 20:00 | 75.92 | 250 | 511.811 | 30708.6624 | 0 | 0 | 0.04452 | 4.6378e-08 | 0.074097 | 0.015074 | 0.24 | 0.70883 | 0 | 0.84764 | 0.001866 | 0 | #DIV/0! | #DIV/0! | #DIV/0! | #DIV/0! | 0 | 0 | 0 | 0
1979-06-04 | Jun | 4 | 21:00 | 71.06 | 10 | 1318.8977 | 79133.8608 | 0 | 0 | 0.044295 | 4.5703e-08 | 0.074773 | 0.014948 | 0.24 | 0.7112 | 0 | 0.83294 | 0.001883 | 0 | #DIV/0! | #DIV/0! | #DIV/0! | #DIV/0! | 0 | 0 | 0 | 0
1979-06-04 | Jun | 4 | 22:00 | 66.02 | 360 | 511.811 | 30708.6624 | 0 | 0 | 0.043923 | 4.4892e-08 | 0.075493 | 0.014817 | 0.24 | 0.71147 | 0 | 0.81776 | 0.0019011 | 0 | #DIV/0! | #DIV/0! | #DIV/0! | #DIV/0! | 0 | 0 | 0 | 0
1979-06-04 | Jun | 4 | 23:00 | 62.96 | 130 | 610.2362 | 36614.1744 | 0 | 0 | 0.043675 | 4.4382e-08 | 0.075934 | 0.014737 | 0.24 | 0.71127 | 0 | 0.80865 | 0.0019122 | 0 | #DIV/0! | #DIV/0! | #DIV/0! | #DIV/0! | 0 | 0 | 0 | 0
1979-06-04 | Jun | 4 | 24:00 | 62.96 | 180 | 511.811 | 30708.6624 | 0 | 0 | 0.043675 | 4.4382e-08 | 0.075934 | 0.014737 | 0.24 | 0.71127 | 0 | 0.80865 | 0.0019122 | 0 | #DIV/0! | #DIV/0! | #DIV/0! | #DIV/0! | 0 | 0 | 0 | 0
1979-06-05 | Jun | 5 | 1:00 | 64.94 | 200 | 511.811 | 30708.6624 | 0 | 0 | 0.043835 | 4.4712e-08 | 0.075649 | 0.014788 | 0.24 | 0.7114 | 0 | 0.81454 | 0.001905 | 0 | #DIV/0! | #DIV/0! | #DIV/0! | #DIV/0! | 0 | 0 | 0 | 0
1979-06-05 | Jun | 5 | 2:00 | 64.04 | 260 | 610.2362 | 36614.1744 | 0 | 0 | 0.043762 | 4.4562e-08 | 0.075778 | 0.014765 | 0.24 | 0.71134 | 0 | 0.81186 | 0.0019083 | 0 | #DIV/0! | #DIV/0! | #DIV/0! | #DIV/0! | 0 | 0 | 0 | 0
1979-06-05 | Jun | 5 | 3:00 | 64.94 | 0 | 0 | 0 | 0 | 0 | 0.043835 | 4.4712e-08 | 0.075649 | 0.014788 | 0.24 | 0.7114 | 0 | 0.81454 | 0.001905 | 0 | #DIV/0! | #DIV/0! | #DIV/0! | #DIV/0! | 0 | 0 | 0 | 0
1979-06-05 | Jun | 5 | 4:00 | 64.94 | 130 | 413.3858 | 24803.1504 | 0 | 0 | 0.043835 | 4.4712e-08 | 0.075649 | 0.014788 | 0.24 | 0.7114 | 0 | 0.81454 | 0.001905 | 0 | #DIV/0! | #DIV/0! | #DIV/0! | #DIV/0! | 0 | 0 | 0 | 0
1979-06-05 | Jun | 5 | 5:00 | 64.04 | 50 | 708.6614 | 42519.6864 | 0 | 0 | 0.043762 | 4.4562e-08 | 0.075778 | 0.014765 | 0.24 | 0.71134 | 0 | 0.81186 | 0.0019083 | 0 | #DIV/0! | #DIV/0! | #DIV/0! | #DIV/0! | 0 | 0 | 0 | 0
1979-06-05 | Jun | 5 | 6:00 | 62.96 | 80 | 511.811 | 30708.6624 | 0 | 0 | 0.043675 | 4.4382e-08 | 0.075934 | 0.014737 | 0.24 | 0.71127 | 0 | 0.80865 | 0.0019122 | 0 | #DIV/0! | #DIV/0! | #DIV/0! | #DIV/0! | 0 | 0 | 0 | 0
1979-06-05 | Jun | 5 | 7:00 | 62.96 | 50 | 1417.3229 | 85039.3728 | 0 | 0 | 0.043675 | 4.4382e-08 | 0.075934 | 0.014737 | 0.24 | 0.71127 | 0 | 0.80865 | 0.0019122 | 0 | #DIV/0! | #DIV/0! | #DIV/0! | #DIV/0! | 0 | 0 | 0 | 0
1979-06-05 | Jun | 5 | 8:00 | 62.06 | 20 | 1220.4725 | 73228.3488 | 0 | 0 | 0.043602 | 4.4232e-08 | 0.076063 | 0.014714 | 0.24 | 0.71121 | 0 | 0.80599 | 0.0019155 | 0 | #DIV/0! | #DIV/0! | #DIV/0! | #DIV/0! | 0 | 0 | 0 | 0
1979-06-05 | Jun | 5 | 9:00 | 62.06 | 40 | 1023.6221 | 61417.3248 | 0 | 0 | 0.043602 | 4.4232e-08 | 0.076063 | 0.014714 | 0.24 | 0.71121 | 0 | 0.80599 | 0.0019155 | 0 | #DIV/0! | #DIV/0! | #DIV/0! | #DIV/0! | 0 | 0 | 0 | 0
1979-06-05 | Jun | 5 | 10:00 | 62.96 | 30 | 1220.4725 | 73228.3488 | 0 | 0 | 0.043675 | 4.4382e-08 | 0.075934 | 0.014737 | 0.24 | 0.71127 | 0 | 0.80865 | 0.0019122 | 0 | #DIV/0! | #DIV/0! | #DIV/0! | #DIV/0! | 0 | 0 | 0 | 0
1979-06-05 | Jun | 5 | 11:00 | 66.92 | 40 | 905.5118 | 54330.7104 | 0 | 0 | 0.043996 | 4.5042e-08 | 0.075364 | 0.01484 | 0.24 | 0.71153 | 0 | 0.82046 | 0.0018978 | 0 | #DIV/0! | #DIV/0! | #DIV/0! | #DIV/0! | 0 | 0 | 0 | 0
1979-06-05 | Jun | 5 | 12:00 | 69.98 | 30 | 1614.1733 | 96850.3968 | 0 | 0 | 0.044244 | 4.5552e-08 | 0.074923 | 0.014919 | 0.24 | 0.71173 | 0 | 0.82971 | 0.0018869 | 0 | #DIV/0! | #DIV/0! | #DIV/0! | #DIV/0! | 0 | 0 | 0 | 0
1979-06-05 | Jun | 5 | 13:00 | 68 | 20 | 1318.8977 | 79133.8608 | 0 | 0 | 0.044084 | 4.5222e-08 | 0.075208 | 0.014868 | 0.24 | 0.7116 | 0 | 0.82372 | 0.0018939 | 0 | #DIV/0! | #DIV/0! | #DIV/0! | #DIV/0! | 0 | 0 | 0 | 0
1979-06-05 | Jun | 5 | 14:00 | 69.08 | 30 | 1515.7481 | 90944.8848 | 0 | 0 | 0.044171 | 4.5402e-08 | 0.075052 | 0.014896 | 0.24 | 0.71167 | 0 | 0.82698 | 0.0018901 | 0 | #DIV/0! | #DIV/0! | #DIV/0! | #DIV/0! | 0 | 0 | 0 | 0
1979-06-05 | Jun | 5 | 15:00 | 69.08 | 20 | 1318.8977 | 79133.8608 | 0 | 0 | 0.044171 | 4.5402e-08 | 0.075052 | 0.014896 | 0.24 | 0.71167 | 0 | 0.82698 | 0.0018901 | 0 | #DIV/0! | #DIV/0! | #DIV/0! | #DIV/0! | 0 | 0 | 0 | 0
1979-06-05 | Jun | 5 | 16:00 | 69.98 | 10 | 1614.1733 | 96850.3968 | 0 | 0 | 0.044244 | 4.5552e-08 | 0.074923 | 0.014919 | 0.24 | 0.71173 | 0 | 0.82971 | 0.0018869 | 0 | #DIV/0! | #DIV/0! | #DIV/0! | #DIV/0! | 0 | 0 | 0 | 0
1979-06-05 | Jun | 5 | 17:00 | 66.92 | 20 | 1929.1339 | 115748.0352 | 0 | 0 | 0.043996 | 4.5042e-08 | 0.075364 | 0.01484 | 0.24 | 0.71153 | 0 | 0.82046 | 0.0018978 | 0 | #DIV/0! | #DIV/0! | #DIV/0! | #DIV/0! | 0 | 0 | 0 | 0
1979-06-05 | Jun | 5 | 18:00 | 64.04 | 30 | 1220.4725 | 73228.3488 | 0 | 0 | 0.043762 | 4.4562e-08 | 0.075778 | 0.014765 | 0.24 | 0.71134 | 0 | 0.81186 | 0.0019083 | 0 | #DIV/0! | #DIV/0! | #DIV/0! | #DIV/0! | 0 | 0 | 0 | 0
1979-06-05 | Jun | 5 | 19:00 | 60.08 | 30 | 1122.0473 | 67322.8368 | 0 | 0 | 0.043441 | 4.3902e-08 | 0.076348 | 0.014662 | 0.24 | 0.71108 | 0 | 0.80017 | 0.0019228 | 0 | #DIV/0! | #DIV/0! | #DIV/0! | #DIV/0! | 0 | 0 | 0 | 0
1979-06-05 | Jun | 5 | 20:00 | 57.92 | 20 | 905.5118 | 54330.7104 | 0 | 0 | 0.043266 | 4.3542e-08 | 0.076672 | 0.014606 | 0.24 | 0.71094 | 0 | 0.79374 | 0.0019308 | 0 | #DIV/0! | #DIV/0! | #DIV/0! | #DIV/0! | 0 | 0 | 0 | 0
1979-06-05 | Jun | 5 | 21:00 | 55.94 | 20 | 708.6614 | 42519.6864 | 0 | 0 | 0.043106 | 4.3212e-08 | 0.076969 | 0.014554 | 0.24 | 0.71081 | 0 | 0.7879 | 0.0019382 | 0 | #DIV/0! | #DIV/0! | #DIV/0! | #DIV/0! | 0 | 0 | 0 | 0
1979-06-05 | Jun | 5 | 22:00 | 55.04 | 30 | 610.2362 | 36614.1744 | 0 | 0 | 0.043033 | 4.3062e-08 | 0.077104 | 0.014531 | 0.24 | 0.71074 | 0 | 0.78525 | 0.0019416 | 0 | #DIV/0! | #DIV/0! | #DIV/0! | #DIV/0! | 0 | 0 | 0 | 0
1979-06-05 | Jun | 5 | 23:00 | 55.04 | 10 | 708.6614 | 42519.6864 | 0 | 0 | 0.043033 | 4.3062e-08 | 0.077104 | 0.014531 | 0.24 | 0.71074 | 0 | 0.78525 | 0.0019416 | 0 | #DIV/0! | #DIV/0! | #DIV/0! | #DIV/0! | 0 | 0 | 0 | 0
1979-06-05 | Jun | 5 | 24:00 | 55.04 | 360 | 610.2362 | 36614.1744 | 0 | 0 | 0.043033 | 4.3062e-08 | 0.077104 | 0.014531 | 0.24 | 0.71074 | 0 | 0.78525 | 0.0019416 | 0 | #DIV/0! | #DIV/0! | #DIV/0! | #DIV/0! | 0 | 0 | 0 | 0
1979-06-06 | Jun | 6 | 1:00 | 55.04 | 360 | 413.3858 | 24803.1504 | 0 | 0 | 0.043033 | 4.3062e-08 | 0.077104 | 0.014531 | 0.24 | 0.71074 | 0 | 0.78525 | 0.0019416 | 0 | #DIV/0! | #DIV/0! | #DIV/0! | #DIV/0! | 0 | 0 | 0 | 0
1979-06-06 | Jun | 6 | 2:00 | 53.96 | 350 | 511.811 | 30708.6624 | 0 | 0 | 0.042945 | 4.2882e-08 | 0.077266 | 0.014503 | 0.24 | 0.71067 | 0 | 0.78209 | 0.0019457 | 0 | #DIV/0! | #DIV/0! | #DIV/0! | #DIV/0! | 0 | 0 | 0 | 0
1979-06-06 | Jun | 6 | 3:00 | 51.98 | 10 | 511.811 | 30708.6624 | 0 | 0 | 0.042785 | 4.2552e-08 | 0.077563 | 0.014451 | 0.24 | 0.71054 | 0 | 0.77633 | 0.0019532 | 0 | #DIV/0! | #DIV/0! | #DIV/0! | #DIV/0! | 0 | 0 | 0 | 0
1979-06-06 | Jun | 6 | 4:00 | 51.98 | 10 | 610.2362 | 36614.1744 | 0 | 0 | 0.042785 | 4.2552e-08 | 0.077563 | 0.014451 | 0.24 | 0.71054 | 0 | 0.77633 | 0.0019532 | 0 | #DIV/0! | #DIV/0! | #DIV/0! | #DIV/0! | 0 | 0 | 0 | 0
1979-06-06 | Jun | 6 | 5:00 | 51.98 | 350 | 511.811 | 30708.6624 | 0 | 0 | 0.042785 | 4.2552e-08 | 0.077563 | 0.014451 | 0.24 | 0.71054 | 0 | 0.77633 | 0.0019532 | 0 | #DIV/0! | #DIV/0! | #DIV/0! | #DIV/0! | 0 | 0 | 0 | 0
1979-06-06 | Jun | 6 | 6:00 | 55.04 | 10 | 610.2362 | 36614.1744 | 0 | 0 | 0.043033 | 4.3062e-08 | 0.077104 | 0.014531 | 0.24 | 0.71074 | 0 | 0.78525 | 0.0019416 | 0 | #DIV/0! | #DIV/0! | #DIV/0! | #DIV/0! | 0 | 0 | 0 | 0
1979-06-06 | Jun | 6 | 7:00 | 60.08 | 10 | 413.3858 | 24803.1504 | 0 | 0 | 0.043441 | 4.3902e-08 | 0.076348 | 0.014662 | 0.24 | 0.71108 | 0 | 0.80017 | 0.0019228 | 0 | #DIV/0! | #DIV/0! | #DIV/0! | #DIV/0! | 0 | 0 | 0 | 0
1979-06-06 | Jun | 6 | 8:00 | 68 | 190 | 295.2756 | 17716.536 | 0 | 0 | 0.044084 | 4.5222e-08 | 0.075208 | 0.014868 | 0.24 | 0.7116 | 0 | 0.82372 | 0.0018939 | 0 | #DIV/0! | #DIV/0! | #DIV/0! | #DIV/0! | 0 | 0 | 0 | 0
1979-06-06 | Jun | 6 | 9:00 | 73.94 | 100 | 295.2756 | 17716.536 | 0 | 0 | 0.044428 | 4.6103e-08 | 0.074372 | 0.015022 | 0.24 | 0.70979 | 0 | 0.84162 | 0.0018729 | 0 | #DIV/0! | #DIV/0! | #DIV/0! | #DIV/0! | 0 | 0 | 0 | 0
1979-06-06 | Jun | 6 | 10:00 | 77 | 180 | 413.3858 | 24803.1504 | 0 | 0 | 0.04457 | 4.6528e-08 | 0.073947 | 0.015102 | 0.24 | 0.7083 | 0 | 0.85095 | 0.0018622 | 0 | #DIV/0! | #DIV/0! | #DIV/0! | #DIV/0! | 0 | 0 | 0 | 0
1979-06-06 | Jun | 6 | 11:00 | 82.04 | 150 | 413.3858 | 24803.1504 | 0 | 0 | 0.044804 | 4.7228e-08 | 0.073257 | 0.015233 | 0.24 | 0.70589 | 0 | 0.86642 | 0.0018449 | 0 | #DIV/0! | #DIV/0! | #DIV/0! | #DIV/0! | 0 | 0 | 0 | 0
1979-06-06 | Jun | 6 | 12:00 | 84.02 | 170 | 708.6614 | 42519.6864 | 0 | 0 | 0.044895 | 4.7503e-08 | 0.072991 | 0.015285 | 0.24 | 0.70495 | 0 | 0.87251 | 0.0018382 | 0 | #DIV/0! | #DIV/0! | #DIV/0! | #DIV/0! | 0 | 0 | 0 | 0
1979-06-06 | Jun | 6 | 13:00 | 87.08 | 180 | 1023.6221 | 61417.3248 | 0 | 0 | 0.045037 | 4.7928e-08 | 0.072581 | 0.015364 | 0.24 | 0.70352 | 0 | 0.882 | 0.0018279 | 0 | #DIV/0! | #DIV/0! | #DIV/0! | #DIV/0! | 0 | 0 | 0 | 0
1979-06-06 | Jun | 6 | 14:00 | 87.98 | 220 | 1023.6221 | 61417.3248 | 0 | 0 | 0.045079 | 4.8053e-08 | 0.072461 | 0.015387 | 0.24 | 0.7031 | 0 | 0.88482 | 0.0018249 | 0 | #DIV/0! | #DIV/0! | #DIV/0! | #DIV/0! | 0 | 0 | 0 | 0
1979-06-06 | Jun | 6 | 15:00 | 89.06 | 180 | 1318.8977 | 79133.8608 | 0 | 0 | 0.045129 | 4.8203e-08 | 0.072316 | 0.015416 | 0.24 | 0.7026 | 0 | 0.88821 | 0.0018213 | 0 | #DIV/0! | #DIV/0! | #DIV/0! | #DIV/0! | 0 | 0 | 0 | 0
1979-06-06 | Jun | 6 | 16:00 | 89.96 | 120 | 1220.4725 | 73228.3488 | 0 | 0 | 0.04517 | 4.8328e-08 | 0.072195 | 0.015439 | 0.24 | 0.70218 | 0 | 0.89104 | 0.0018183 | 0 | #DIV/0! | #DIV/0! | #DIV/0! | #DIV/0! | 0 | 0 | 0 | 0
1979-06-06 | Jun | 6 | 17:00 | 86 | 120 | 1122.0473 | 67322.8368 | 0 | 0 | 0.044987 | 4.7778e-08 | 0.072726 | 0.015336 | 0.24 | 0.70402 | 0 | 0.87864 | 0.0018315 | 0 | #DIV/0! | #DIV/0! | #DIV/0! | #DIV/0! | 0 | 0 | 0 | 0
1979-06-06 | Jun | 6 | 18:00 | 84.02 | 120 | 1122.0473 | 67322.8368 | 0 | 0 | 0.044895 | 4.7503e-08 | 0.072991 | 0.015285 | 0.24 | 0.70495 | 0 | 0.87251 | 0.0018382 | 0 | #DIV/0! | #DIV/0! | #DIV/0! | #DIV/0! | 0 | 0 | 0 | 0
1979-06-06 | Jun | 6 | 19:00 | 80.06 | 110 | 807.0866 | 48425.1984 | 0 | 0 | 0.044712 | 4.6953e-08 | 0.073522 | 0.015182 | 0.24 | 0.70683 | 0 | 0.86038 | 0.0018516 | 0 | #DIV/0! | #DIV/0! | #DIV/0! | #DIV/0! | 0 | 0 | 0 | 0
1979-06-06 | Jun | 6 | 20:00 | 78.08 | 150 | 610.2362 | 36614.1744 | 0 | 0 | 0.04462 | 4.6678e-08 | 0.073797 | 0.01513 | 0.24 | 0.70778 | 0 | 0.85426 | 0.0018585 | 0 | #DIV/0! | #DIV/0! | #DIV/0! | #DIV/0! | 0 | 0 | 0 | 0
1979-06-06 | Jun | 6 | 21:00 | 80.06 | 210 | 807.0866 | 48425.1984 | 0 | 0 | 0.044712 | 4.6953e-08 | 0.073522 | 0.015182 | 0.24 | 0.70683 | 0 | 0.86038 | 0.0018516 | 0 | #DIV/0! | #DIV/0! | #DIV/0! | #DIV/0! | 0 | 0 | 0 | 0
1979-06-06 | Jun | 6 | 22:00 | 80.96 | 200 | 1122.0473 | 67322.8368 | 0 | 0 | 0.044753 | 4.7078e-08 | 0.073401 | 0.015205 | 0.24 | 0.7064 | 0 | 0.86312 | 0.0018486 | 0 | #DIV/0! | #DIV/0! | #DIV/0! | #DIV/0! | 0 | 0 | 0 | 0
1979-06-06 | Jun | 6 | 23:00 | 80.06 | 190 | 807.0866 | 48425.1984 | 0 | 0 | 0.044712 | 4.6953e-08 | 0.073522 | 0.015182 | 0.24 | 0.70683 | 0 | 0.86038 | 0.0018516 | 0 | #DIV/0! | #DIV/0! | #DIV/0! | #DIV/0! | 0 | 0 | 0 | 0
1979-06-06 | Jun | 6 | 24:00 | 78.08 | 180 | 807.0866 | 48425.1984 | 0 | 0 | 0.04462 | 4.6678e-08 | 0.073797 | 0.01513 | 0.24 | 0.70778 | 0 | 0.85426 | 0.0018585 | 0 | #DIV/0! | #DIV/0! | #DIV/0! | #DIV/0! | 0 | 0 | 0 | 0
1979-06-07 | Jun | 7 | 1:00 | 75.02 | 180 | 708.6614 | 42519.6864 | 0 | 0 | 0.044478 | 4.6253e-08 | 0.074222 | 0.015051 | 0.24 | 0.70926 | 0 | 0.8449 | 0.0018691 | 0 | #DIV/0! | #DIV/0! | #DIV/0! | #DIV/0! | 0 | 0 | 0 | 0
1979-06-07 | Jun | 7 | 2:00 | 75.02 | 190 | 905.5118 | 54330.7104 | 0 | 0 | 0.044478 | 4.6253e-08 | 0.074222 | 0.015051 | 0.24 | 0.70926 | 0 | 0.8449 | 0.0018691 | 0 | #DIV/0! | #DIV/0! | #DIV/0! | #DIV/0! | 0 | 0 | 0 | 0
1979-06-07 | Jun | 7 | 3:00 | 75.92 | 170 | 1023.6221 | 61417.3248 | 0 | 0 | 0.04452 | 4.6378e-08 | 0.074097 | 0.015074 | 0.24 | 0.70883 | 0 | 0.84764 | 0.001866 | 0 | #DIV/0! | #DIV/0! | #DIV/0! | #DIV/0! | 0 | 0 | 0 | 0
1979-06-07 | Jun | 7 | 4:00 | 73.94 | 170 | 807.0866 | 48425.1984 | 0 | 0 | 0.044428 | 4.6103e-08 | 0.074372 | 0.015022 | 0.24 | 0.70979 | 0 | 0.84162 | 0.0018729 | 0 | #DIV/0! | #DIV/0! | #DIV/0! | #DIV/0! | 0 | 0 | 0 | 0
1979-06-07 | Jun | 7 | 5:00 | 73.04 | 180 | 807.0866 | 48425.1984 | 0 | 0 | 0.044387 | 4.5978e-08 | 0.074497 | 0.014999 | 0.24 | 0.71023 | 0 | 0.8389 | 0.001876 | 0 | #DIV/0! | #DIV/0! | #DIV/0! | #DIV/0! | 0 | 0 | 0 | 0
1979-06-07 | Jun | 7 | 6:00 | 73.94 | 180 | 1023.6221 | 61417.3248 | 0 | 0 | 0.044428 | 4.6103e-08 | 0.074372 | 0.015022 | 0.24 | 0.70979 | 0 | 0.84162 | 0.0018729 | 0 | #DIV/0! | #DIV/0! | #DIV/0! | #DIV/0! | 0 | 0 | 0 | 0
1979-06-07 | Jun | 7 | 7:00 | 77 | 180 | 1220.4725 | 73228.3488 | 0 | 0 | 0.04457 | 4.6528e-08 | 0.073947 | 0.015102 | 0.24 | 0.7083 | 0 | 0.85095 | 0.0018622 | 0 | #DIV/0! | #DIV/0! | #DIV/0! | #DIV/0! | 0 | 0 | 0 | 0
1979-06-07 | Jun | 7 | 8:00 | 78.08 | 170 | 807.0866 | 48425.1984 | 0 | 0 | 0.04462 | 4.6678e-08 | 0.073797 | 0.01513 | 0.24 | 0.70778 | 0 | 0.85426 | 0.0018585 | 0 | #DIV/0! | #DIV/0! | #DIV/0! | #DIV/0! | 0 | 0 | 0 | 0
1979-06-07 | Jun | 7 | 9:00 | 75.92 | 160 | 1220.4725 | 73228.3488 | 0 | 0 | 0.04452 | 4.6378e-08 | 0.074097 | 0.015074 | 0.24 | 0.70883 | 0 | 0.84764 | 0.001866 | 0 | #DIV/0! | #DIV/0! | #DIV/0! | #DIV/0! | 0 | 0 | 0 | 0
1979-06-07 | Jun | 7 | 10:00 | 75.02 | 170 | 1023.6221 | 61417.3248 | 0 | 0 | 0.044478 | 4.6253e-08 | 0.074222 | 0.015051 | 0.24 | 0.70926 | 0 | 0.8449 | 0.0018691 | 0 | #DIV/0! | #DIV/0! | #DIV/0! | #DIV/0! | 0 | 0 | 0 | 0
1979-06-07 | Jun | 7 | 11:00 | 69.08 | 220 | 905.5118 | 54330.7104 | 0 | 0 | 0.044171 | 4.5402e-08 | 0.075052 | 0.014896 | 0.24 | 0.71167 | 0 | 0.82698 | 0.0018901 | 0 | #DIV/0! | #DIV/0! | #DIV/0! | #DIV/0! | 0 | 0 | 0 | 0
1979-06-07 | Jun | 7 | 12:00 | 69.08 | 190 | 708.6614 | 42519.6864 | 0 | 0 | 0.044171 | 4.5402e-08 | 0.075052 | 0.014896 | 0.24 | 0.71167 | 0 | 0.82698 | 0.0018901 | 0 | #DIV/0! | #DIV/0! | #DIV/0! | #DIV/0! | 0 | 0 | 0 | 0
1979-06-07 | Jun | 7 | 13:00 | 73.04 | 210 | 610.2362 | 36614.1744 | 0 | 0 | 0.044387 | 4.5978e-08 | 0.074497 | 0.014999 | 0.24 | 0.71023 | 0 | 0.8389 | 0.001876 | 0 | #DIV/0! | #DIV/0! | #DIV/0! | #DIV/0! | 0 | 0 | 0 | 0
1979-06-07 | Jun | 7 | 14:00 | 75.02 | 220 | 511.811 | 30708.6624 | 0 | 0 | 0.044478 | 4.6253e-08 | 0.074222 | 0.015051 | 0.24 | 0.70926 | 0 | 0.8449 | 0.0018691 | 0 | #DIV/0! | #DIV/0! | #DIV/0! | #DIV/0! | 0 | 0 | 0 | 0
1979-06-07 | Jun | 7 | 15:00 | 75.02 | 190 | 708.6614 | 42519.6864 | 0 | 0 | 0.044478 | 4.6253e-08 | 0.074222 | 0.015051 | 0.24 | 0.70926 | 0 | 0.8449 | 0.0018691 | 0 | #DIV/0! | #DIV/0! | #DIV/0! | #DIV/0! | 0 | 0 | 0 | 0
1979-06-07 | Jun | 7 | 16:00 | 78.08 | 150 | 610.2362 | 36614.1744 | 0 | 0 | 0.04462 | 4.6678e-08 | 0.073797 | 0.01513 | 0.24 | 0.70778 | 0 | 0.85426 | 0.0018585 | 0 | #DIV/0! | #DIV/0! | #DIV/0! | #DIV/0! | 0 | 0 | 0 | 0
1979-06-07 | Jun | 7 | 17:00 | 78.08 | 160 | 511.811 | 30708.6624 | 0 | 0 | 0.04462 | 4.6678e-08 | 0.073797 | 0.01513 | 0.24 | 0.70778 | 0 | 0.85426 | 0.0018585 | 0 | #DIV/0! | #DIV/0! | #DIV/0! | #DIV/0! | 0 | 0 | 0 | 0
1979-06-07 | Jun | 7 | 18:00 | 80.06 | 210 | 610.2362 | 36614.1744 | 0 | 0 | 0.044712 | 4.6953e-08 | 0.073522 | 0.015182 | 0.24 | 0.70683 | 0 | 0.86038 | 0.0018516 | 0 | #DIV/0! | #DIV/0! | #DIV/0! | #DIV/0! | 0 | 0 | 0 | 0
1979-06-07 | Jun | 7 | 19:00 | 77 | 240 | 295.2756 | 17716.536 | 0 | 0 | 0.04457 | 4.6528e-08 | 0.073947 | 0.015102 | 0.24 | 0.7083 | 0 | 0.85095 | 0.0018622 | 0 | #DIV/0! | #DIV/0! | #DIV/0! | #DIV/0! | 0 | 0 | 0 | 0
1979-06-07 | Jun | 7 | 20:00 | 75.02 | 170 | 413.3858 | 24803.1504 | 0 | 0 | 0.044478 | 4.6253e-08 | 0.074222 | 0.015051 | 0.24 | 0.70926 | 0 | 0.8449 | 0.0018691 | 0 | #DIV/0! | #DIV/0! | #DIV/0! | #DIV/0! | 0 | 0 | 0 | 0
1979-06-07 | Jun | 7 | 21:00 | 73.94 | 160 | 413.3858 | 24803.1504 | 0 | 0 | 0.044428 | 4.6103e-08 | 0.074372 | 0.015022 | 0.24 | 0.70979 | 0 | 0.84162 | 0.0018729 | 0 | #DIV/0! | #DIV/0! | #DIV/0! | #DIV/0! | 0 | 0 | 0 | 0
1979-06-07 | Jun | 7 | 22:00 | 73.94 | 160 | 413.3858 | 24803.1504 | 0 | 0 | 0.044428 | 4.6103e-08 | 0.074372 | 0.015022 | 0.24 | 0.70979 | 0 | 0.84162 | 0.0018729 | 0 | #DIV/0! | #DIV/0! | #DIV/0! | #DIV/0! | 0 | 0 | 0 | 0
1979-06-07 | Jun | 7 | 23:00 | 73.94 | 170 | 807.0866 | 48425.1984 | 0 | 0 | 0.044428 | 4.6103e-08 | 0.074372 | 0.015022 | 0.24 | 0.70979 | 0 | 0.84162 | 0.0018729 | 0 | #DIV/0! | #DIV/0! | #DIV/0! | #DIV/0! | 0 | 0 | 0 | 0
1979-06-07 | Jun | 7 | 24:00 | 73.94 | 170 | 708.6614 | 42519.6864 | 0 | 0 | 0.044428 | 4.6103e-08 | 0.074372 | 0.015022 | 0.24 | 0.70979 | 0 | 0.84162 | 0.0018729 | 0 | #DIV/0! | #DIV/0! | #DIV/0! | #DIV/0! | 0 | 0 | 0 | 0
1979-06-08 | Jun | 8 | 1:00 | 71.96 | 180 | 610.2362 | 36614.1744 | 0 | 0 | 0.044336 | 4.5828e-08 | 0.074648 | 0.014971 | 0.24 | 0.71076 | 0 | 0.83565 | 0.0018798 | 0 | #DIV/0! | #DIV/0! | #DIV/0! | #DIV/0! | 0 | 0 | 0 | 0
1979-06-08 | Jun | 8 | 2:00 | 71.06 | 160 | 511.811 | 30708.6624 | 0 | 0 | 0.044295 | 4.5703e-08 | 0.074773 | 0.014948 | 0.24 | 0.7112 | 0 | 0.83294 | 0.001883 | 0 | #DIV/0! | #DIV/0! | #DIV/0! | #DIV/0! | 0 | 0 | 0 | 0
1979-06-08 | Jun | 8 | 3:00 | 71.96 | 230 | 807.0866 | 48425.1984 | 0 | 0 | 0.044336 | 4.5828e-08 | 0.074648 | 0.014971 | 0.24 | 0.71076 | 0 | 0.83565 | 0.0018798 | 0 | #DIV/0! | #DIV/0! | #DIV/0! | #DIV/0! | 0 | 0 | 0 | 0
1979-06-08 | Jun | 8 | 4:00 | 71.06 | 240 | 610.2362 | 36614.1744 | 0 | 0 | 0.044295 | 4.5703e-08 | 0.074773 | 0.014948 | 0.24 | 0.7112 | 0 | 0.83294 | 0.001883 | 0 | #DIV/0! | #DIV/0! | #DIV/0! | #DIV/0! | 0 | 0 | 0 | 0
1979-06-08 | Jun | 8 | 5:00 | 69.98 | 210 | 295.2756 | 17716.536 | 0 | 0 | 0.044244 | 4.5552e-08 | 0.074923 | 0.014919 | 0.24 | 0.71173 | 0 | 0.82971 | 0.0018869 | 0 | #DIV/0! | #DIV/0! | #DIV/0! | #DIV/0! | 0 | 0 | 0 | 0
1979-06-08 | Jun | 8 | 6:00 | 73.04 | 210 | 511.811 | 30708.6624 | 0 | 0 | 0.044387 | 4.5978e-08 | 0.074497 | 0.014999 | 0.24 | 0.71023 | 0 | 0.8389 | 0.001876 | 0 | #DIV/0! | #DIV/0! | #DIV/0! | #DIV/0! | 0 | 0 | 0 | 0
1979-06-08 | Jun | 8 | 7:00 | 77 | 230 | 610.2362 | 36614.1744 | 0 | 0 | 0.04457 | 4.6528e-08 | 0.073947 | 0.015102 | 0.24 | 0.7083 | 0 | 0.85095 | 0.0018622 | 0 | #DIV/0! | #DIV/0! | #DIV/0! | #DIV/0! | 0 | 0 | 0 | 0
1979-06-08 | Jun | 8 | 8:00 | 82.04 | 210 | 511.811 | 30708.6624 | 0 | 0 | 0.044804 | 4.7228e-08 | 0.073257 | 0.015233 | 0.24 | 0.70589 | 0 | 0.86642 | 0.0018449 | 0 | #DIV/0! | #DIV/0! | #DIV/0! | #DIV/0! | 0 | 0 | 0 | 0
1979-06-08 | Jun | 8 | 9:00 | 84.02 | 190 | 610.2362 | 36614.1744 | 0 | 0 | 0.044895 | 4.7503e-08 | 0.072991 | 0.015285 | 0.24 | 0.70495 | 0 | 0.87251 | 0.0018382 | 0 | #DIV/0! | #DIV/0! | #DIV/0! | #DIV/0! | 0 | 0 | 0 | 0
1979-06-08 | Jun | 8 | 10:00 | 84.92 | 210 | 807.0866 | 48425.1984 | 0 | 0 | 0.044937 | 4.7628e-08 | 0.072871 | 0.015308 | 0.24 | 0.70453 | 0 | 0.87529 | 0.0018351 | 0 | #DIV/0! | #DIV/0! | #DIV/0! | #DIV/0! | 0 | 0 | 0 | 0
1979-06-08 | Jun | 8 | 11:00 | 87.08 | 220 | 807.0866 | 48425.1984 | 0 | 0 | 0.045037 | 4.7928e-08 | 0.072581 | 0.015364 | 0.24 | 0.70352 | 0 | 0.882 | 0.0018279 | 0 | #DIV/0! | #DIV/0! | #DIV/0! | #DIV/0! | 0 | 0 | 0 | 0
1979-06-08 | Jun | 8 | 12:00 | 87.98 | 190 | 610.2362 | 36614.1744 | 0 | 0 | 0.045079 | 4.8053e-08 | 0.072461 | 0.015387 | 0.24 | 0.7031 | 0 | 0.88482 | 0.0018249 | 0 | #DIV/0! | #DIV/0! | #DIV/0! | #DIV/0! | 0 | 0 | 0 | 0
1979-06-08 | Jun | 8 | 13:00 | 91.94 | 160 | 1023.6221 | 61417.3248 | 0 | 0 | 0.045262 | 4.8603e-08 | 0.07194 | 0.01549 | 0.24 | 0.70127 | 0 | 0.89719 | 0.0018118 | 0 | #DIV/0! | #DIV/0! | #DIV/0! | #DIV/0! | 0 | 0 | 0 | 0
1979-06-08 | Jun | 8 | 14:00 | 84.92 | 320 | 1023.6221 | 61417.3248 | 0 | 0 | 0.044937 | 4.7628e-08 | 0.072871 | 0.015308 | 0.24 | 0.70453 | 0 | 0.87529 | 0.0018351 | 0 | #DIV/0! | #DIV/0! | #DIV/0! | #DIV/0! | 0 | 0 | 0 | 0
1979-06-08 | Jun | 8 | 15:00 | 75.92 | 170 | 905.5118 | 54330.7104 | 0 | 0 | 0.04452 | 4.6378e-08 | 0.074097 | 0.015074 | 0.24 | 0.70883 | 0 | 0.84764 | 0.001866 | 0 | #DIV/0! | #DIV/0! | #DIV/0! | #DIV/0! | 0 | 0 | 0 | 0
1979-06-08 | Jun | 8 | 16:00 | 73.94 | 350 | 295.2756 | 17716.536 | 0 | 0 | 0.044428 | 4.6103e-08 | 0.074372 | 0.015022 | 0.24 | 0.70979 | 0 | 0.84162 | 0.0018729 | 0 | #DIV/0! | #DIV/0! | #DIV/0! | #DIV/0! | 0 | 0 | 0 | 0
1979-06-08 | Jun | 8 | 17:00 | 75.92 | 60 | 905.5118 | 54330.7104 | 0 | 0 | 0.04452 | 4.6378e-08 | 0.074097 | 0.015074 | 0.24 | 0.70883 | 0 | 0.84764 | 0.001866 | 0 | #DIV/0! | #DIV/0! | #DIV/0! | #DIV/0! | 0 | 0 | 0 | 0
1979-06-08 | Jun | 8 | 18:00 | 75.02 | 60 | 610.2362 | 36614.1744 | 0 | 0 | 0.044478 | 4.6253e-08 | 0.074222 | 0.015051 | 0.24 | 0.70926 | 0 | 0.8449 | 0.0018691 | 0 | #DIV/0! | #DIV/0! | #DIV/0! | #DIV/0! | 0 | 0 | 0 | 0
1979-06-08 | Jun | 8 | 19:00 | 68 | 20 | 905.5118 | 54330.7104 | 0 | 0 | 0.044084 | 4.5222e-08 | 0.075208 | 0.014868 | 0.24 | 0.7116 | 0 | 0.82372 | 0.0018939 | 0 | #DIV/0! | #DIV/0! | #DIV/0! | #DIV/0! | 0 | 0 | 0 | 0
1979-06-08 | Jun | 8 | 20:00 | 64.94 | 20 | 1023.6221 | 61417.3248 | 0 | 0 | 0.043835 | 4.4712e-08 | 0.075649 | 0.014788 | 0.24 | 0.7114 | 0 | 0.81454 | 0.001905 | 0 | #DIV/0! | #DIV/0! | #DIV/0! | #DIV/0! | 0 | 0 | 0 | 0
1979-06-08 | Jun | 8 | 21:00 | 64.04 | 40 | 708.6614 | 42519.6864 | 0 | 0 | 0.043762 | 4.4562e-08 | 0.075778 | 0.014765 | 0.24 | 0.71134 | 0 | 0.81186 | 0.0019083 | 0 | #DIV/0! | #DIV/0! | #DIV/0! | #DIV/0! | 0 | 0 | 0 | 0
1979-06-08 | Jun | 8 | 22:00 | 60.08 | 40 | 807.0866 | 48425.1984 | 0 | 0 | 0.043441 | 4.3902e-08 | 0.076348 | 0.014662 | 0.24 | 0.71108 | 0 | 0.80017 | 0.0019228 | 0 | #DIV/0! | #DIV/0! | #DIV/0! | #DIV/0! | 0 | 0 | 0 | 0
1979-06-08 | Jun | 8 | 23:00 | 60.08 | 30 | 905.5118 | 54330.7104 | 0 | 0 | 0.043441 | 4.3902e-08 | 0.076348 | 0.014662 | 0.24 | 0.71108 | 0 | 0.80017 | 0.0019228 | 0 | #DIV/0! | #DIV/0! | #DIV/0! | #DIV/0! | 0 | 0 | 0 | 0
1979-06-08 | Jun | 8 | 24:00 | 60.98 | 50 | 511.811 | 30708.6624 | 0 | 0 | 0.043514 | 4.4052e-08 | 0.076219 | 0.014685 | 0.24 | 0.71114 | 0 | 0.80281 | 0.0019195 | 0 | #DIV/0! | #DIV/0! | #DIV/0! | #DIV/0! | 0 | 0 | 0 | 0
1979-06-09 | Jun | 9 | 1:00 | 62.06 | 50 | 511.811 | 30708.6624 | 0 | 0 | 0.043602 | 4.4232e-08 | 0.076063 | 0.014714 | 0.24 | 0.71121 | 0 | 0.80599 | 0.0019155 | 0 | #DIV/0! | #DIV/0! | #DIV/0! | #DIV/0! | 0 | 0 | 0 | 0
1979-06-09 | Jun | 9 | 2:00 | 62.06 | 360 | 295.2756 | 17716.536 | 0 | 0 | 0.043602 | 4.4232e-08 | 0.076063 | 0.014714 | 0.24 | 0.71121 | 0 | 0.80599 | 0.0019155 | 0 | #DIV/0! | #DIV/0! | #DIV/0! | #DIV/0! | 0 | 0 | 0 | 0
1979-06-09 | Jun | 9 | 3:00 | 62.96 | 110 | 610.2362 | 36614.1744 | 0 | 0 | 0.043675 | 4.4382e-08 | 0.075934 | 0.014737 | 0.24 | 0.71127 | 0 | 0.80865 | 0.0019122 | 0 | #DIV/0! | #DIV/0! | #DIV/0! | #DIV/0! | 0 | 0 | 0 | 0
1979-06-09 | Jun | 9 | 4:00 | 62.96 | 180 | 295.2756 | 17716.536 | 0 | 0 | 0.043675 | 4.4382e-08 | 0.075934 | 0.014737 | 0.24 | 0.71127 | 0 | 0.80865 | 0.0019122 | 0 | #DIV/0! | #DIV/0! | #DIV/0! | #DIV/0! | 0 | 0 | 0 | 0
1979-06-09 | Jun | 9 | 5:00 | 64.94 | 220 | 295.2756 | 17716.536 | 0 | 0 | 0.043835 | 4.4712e-08 | 0.075649 | 0.014788 | 0.24 | 0.7114 | 0 | 0.81454 | 0.001905 | 0 | #DIV/0! | #DIV/0! | #DIV/0! | #DIV/0! | 0 | 0 | 0 | 0
1979-06-09 | Jun | 9 | 6:00 | 66.02 | 80 | 295.2756 | 17716.536 | 0 | 0 | 0.043923 | 4.4892e-08 | 0.075493 | 0.014817 | 0.24 | 0.71147 | 0 | 0.81776 | 0.0019011 | 0 | #DIV/0! | #DIV/0! | #DIV/0! | #DIV/0! | 0 | 0 | 0 | 0
1979-06-09 | Jun | 9 | 7:00 | 66.92 | 150 | 511.811 | 30708.6624 | 0 | 0 | 0.043996 | 4.5042e-08 | 0.075364 | 0.01484 | 0.24 | 0.71153 | 0 | 0.82046 | 0.0018978 | 0 | #DIV/0! | #DIV/0! | #DIV/0! | #DIV/0! | 0 | 0 | 0 | 0
1979-06-09 | Jun | 9 | 8:00 | 69.08 | 20 | 511.811 | 30708.6624 | 0 | 0 | 0.044171 | 4.5402e-08 | 0.075052 | 0.014896 | 0.24 | 0.71167 | 0 | 0.82698 | 0.0018901 | 0 | #DIV/0! | #DIV/0! | #DIV/0! | #DIV/0! | 0 | 0 | 0 | 0
1979-06-09 | Jun | 9 | 9:00 | 69.08 | 10 | 511.811 | 30708.6624 | 0 | 0 | 0.044171 | 4.5402e-08 | 0.075052 | 0.014896 | 0.24 | 0.71167 | 0 | 0.82698 | 0.0018901 | 0 | #DIV/0! | #DIV/0! | #DIV/0! | #DIV/0! | 0 | 0 | 0 | 0
1979-06-09 | Jun | 9 | 10:00 | 73.04 | 130 | 413.3858 | 24803.1504 | 0 | 0 | 0.044387 | 4.5978e-08 | 0.074497 | 0.014999 | 0.24 | 0.71023 | 0 | 0.8389 | 0.001876 | 0 | #DIV/0! | #DIV/0! | #DIV/0! | #DIV/0! | 0 | 0 | 0 | 0
1979-06-09 | Jun | 9 | 11:00 | 78.98 | 150 | 413.3858 | 24803.1504 | 0 | 0 | 0.044662 | 4.6803e-08 | 0.073672 | 0.015153 | 0.24 | 0.70735 | 0 | 0.85704 | 0.0018554 | 0 | #DIV/0! | #DIV/0! | #DIV/0! | #DIV/0! | 0 | 0 | 0 | 0
1979-06-09 | Jun | 9 | 12:00 | 80.06 | 140 | 295.2756 | 17716.536 | 0 | 0 | 0.044712 | 4.6953e-08 | 0.073522 | 0.015182 | 0.24 | 0.70683 | 0 | 0.86038 | 0.0018516 | 0 | #DIV/0! | #DIV/0! | #DIV/0! | #DIV/0! | 0 | 0 | 0 | 0
1979-06-09 | Jun | 9 | 13:00 | 78.08 | 50 | 610.2362 | 36614.1744 | 0 | 0 | 0.04462 | 4.6678e-08 | 0.073797 | 0.01513 | 0.24 | 0.70778 | 0 | 0.85426 | 0.0018585 | 0 | #DIV/0! | #DIV/0! | #DIV/0! | #DIV/0! | 0 | 0 | 0 | 0
1979-06-09 | Jun | 9 | 14:00 | 77 | 50 | 807.0866 | 48425.1984 | 0 | 0 | 0.04457 | 4.6528e-08 | 0.073947 | 0.015102 | 0.24 | 0.7083 | 0 | 0.85095 | 0.0018622 | 0 | #DIV/0! | #DIV/0! | #DIV/0! | #DIV/0! | 0 | 0 | 0 | 0
1979-06-09 | Jun | 9 | 15:00 | 75.92 | 70 | 708.6614 | 42519.6864 | 0 | 0 | 0.04452 | 4.6378e-08 | 0.074097 | 0.015074 | 0.24 | 0.70883 | 0 | 0.84764 | 0.001866 | 0 | #DIV/0! | #DIV/0! | #DIV/0! | #DIV/0! | 0 | 0 | 0 | 0
1979-06-09 | Jun | 9 | 16:00 | 75.92 | 100 | 807.0866 | 48425.1984 | 0 | 0 | 0.04452 | 4.6378e-08 | 0.074097 | 0.015074 | 0.24 | 0.70883 | 0 | 0.84764 | 0.001866 | 0 | #DIV/0! | #DIV/0! | #DIV/0! | #DIV/0! | 0 | 0 | 0 | 0
1979-06-09 | Jun | 9 | 17:00 | 73.94 | 70 | 807.0866 | 48425.1984 | 0 | 0 | 0.044428 | 4.6103e-08 | 0.074372 | 0.015022 | 0.24 | 0.70979 | 0 | 0.84162 | 0.0018729 | 0 | #DIV/0! | #DIV/0! | #DIV/0! | #DIV/0! | 0 | 0 | 0 | 0
1979-06-09 | Jun | 9 | 18:00 | 69.98 | 60 | 807.0866 | 48425.1984 | 0 | 0 | 0.044244 | 4.5552e-08 | 0.074923 | 0.014919 | 0.24 | 0.71173 | 0 | 0.82971 | 0.0018869 | 0 | #DIV/0! | #DIV/0! | #DIV/0! | #DIV/0! | 0 | 0 | 0 | 0
1979-06-09 | Jun | 9 | 19:00 | 69.08 | 20 | 807.0866 | 48425.1984 | 0 | 0 | 0.044171 | 4.5402e-08 | 0.075052 | 0.014896 | 0.24 | 0.71167 | 0 | 0.82698 | 0.0018901 | 0 | #DIV/0! | #DIV/0! | #DIV/0! | #DIV/0! | 0 | 0 | 0 | 0
1979-06-09 | Jun | 9 | 20:00 | 68 | 50 | 610.2362 | 36614.1744 | 0 | 0 | 0.044084 | 4.5222e-08 | 0.075208 | 0.014868 | 0.24 | 0.7116 | 0 | 0.82372 | 0.0018939 | 0 | #DIV/0! | #DIV/0! | #DIV/0! | #DIV/0! | 0 | 0 | 0 | 0
1979-06-09 | Jun | 9 | 21:00 | 69.08 | 130 | 610.2362 | 36614.1744 | 0 | 0 | 0.044171 | 4.5402e-08 | 0.075052 | 0.014896 | 0.24 | 0.71167 | 0 | 0.82698 | 0.0018901 | 0 | #DIV/0! | #DIV/0! | #DIV/0! | #DIV/0! | 0 | 0 | 0 | 0
1979-06-09 | Jun | 9 | 22:00 | 68 | 150 | 413.3858 | 24803.1504 | 0 | 0 | 0.044084 | 4.5222e-08 | 0.075208 | 0.014868 | 0.24 | 0.7116 | 0 | 0.82372 | 0.0018939 | 0 | #DIV/0! | #DIV/0! | #DIV/0! | #DIV/0! | 0 | 0 | 0 | 0
1979-06-09 | Jun | 9 | 23:00 | 68 | 150 | 511.811 | 30708.6624 | 0 | 0 | 0.044084 | 4.5222e-08 | 0.075208 | 0.014868 | 0.24 | 0.7116 | 0 | 0.82372 | 0.0018939 | 0 | #DIV/0! | #DIV/0! | #DIV/0! | #DIV/0! | 0 | 0 | 0 | 0
1979-06-09 | Jun | 9 | 24:00 | 69.08 | 190 | 905.5118 | 54330.7104 | 0 | 0 | 0.044171 | 4.5402e-08 | 0.075052 | 0.014896 | 0.24 | 0.71167 | 0 | 0.82698 | 0.0018901 | 0 | #DIV/0! | #DIV/0! | #DIV/0! | #DIV/0! | 0 | 0 | 0 | 0
1979-06-10 | Jun | 10 | 1:00 | 69.98 | 180 | 708.6614 | 42519.6864 | 0 | 0 | 0.044244 | 4.5552e-08 | 0.074923 | 0.014919 | 0.24 | 0.71173 | 0 | 0.82971 | 0.0018869 | 0 | #DIV/0! | #DIV/0! | #DIV/0! | #DIV/0! | 0 | 0 | 0 | 0
1979-06-10 | Jun | 10 | 2:00 | 69.98 | 180 | 511.811 | 30708.6624 | 0 | 0 | 0.044244 | 4.5552e-08 | 0.074923 | 0.014919 | 0.24 | 0.71173 | 0 | 0.82971 | 0.0018869 | 0 | #DIV/0! | #DIV/0! | #DIV/0! | #DIV/0! | 0 | 0 | 0 | 0
1979-06-10 | Jun | 10 | 3:00 | 73.04 | 240 | 610.2362 | 36614.1744 | 0 | 0 | 0.044387 | 4.5978e-08 | 0.074497 | 0.014999 | 0.24 | 0.71023 | 0 | 0.8389 | 0.001876 | 0 | #DIV/0! | #DIV/0! | #DIV/0! | #DIV/0! | 0 | 0 | 0 | 0
1979-06-10 | Jun | 10 | 4:00 | 71.96 | 210 | 807.0866 | 48425.1984 | 0 | 0 | 0.044336 | 4.5828e-08 | 0.074648 | 0.014971 | 0.24 | 0.71076 | 0 | 0.83565 | 0.0018798 | 0 | #DIV/0! | #DIV/0! | #DIV/0! | #DIV/0! | 0 | 0 | 0 | 0
1979-06-10 | Jun | 10 | 5:00 | 71.96 | 180 | 708.6614 | 42519.6864 | 0 | 0 | 0.044336 | 4.5828e-08 | 0.074648 | 0.014971 | 0.24 | 0.71076 | 0 | 0.83565 | 0.0018798 | 0 | #DIV/0! | #DIV/0! | #DIV/0! | #DIV/0! | 0 | 0 | 0 | 0
1979-06-10 | Jun | 10 | 6:00 | 71.96 | 170 | 905.5118 | 54330.7104 | 0 | 0 | 0.044336 | 4.5828e-08 | 0.074648 | 0.014971 | 0.24 | 0.71076 | 0 | 0.83565 | 0.0018798 | 0 | #DIV/0! | #DIV/0! | #DIV/0! | #DIV/0! | 0 | 0 | 0 | 0
1979-06-10 | Jun | 10 | 7:00 | 73.94 | 200 | 1417.3229 | 85039.3728 | 0 | 0 | 0.044428 | 4.6103e-08 | 0.074372 | 0.015022 | 0.24 | 0.70979 | 0 | 0.84162 | 0.0018729 | 0 | #DIV/0! | #DIV/0! | #DIV/0! | #DIV/0! | 0 | 0 | 0 | 0
1979-06-10 | Jun | 10 | 8:00 | 68 | 260 | 1318.8977 | 79133.8608 | 0 | 0 | 0.044084 | 4.5222e-08 | 0.075208 | 0.014868 | 0.24 | 0.7116 | 0 | 0.82372 | 0.0018939 | 0 | #DIV/0! | #DIV/0! | #DIV/0! | #DIV/0! | 0 | 0 | 0 | 0
1979-06-10 | Jun | 10 | 9:00 | 64.94 | 250 | 1515.7481 | 90944.8848 | 0 | 0 | 0.043835 | 4.4712e-08 | 0.075649 | 0.014788 | 0.24 | 0.7114 | 0 | 0.81454 | 0.001905 | 0 | #DIV/0! | #DIV/0! | #DIV/0! | #DIV/0! | 0 | 0 | 0 | 0
1979-06-10 | Jun | 10 | 10:00 | 60.08 | 270 | 1614.1733 | 96850.3968 | 0 | 0 | 0.043441 | 4.3902e-08 | 0.076348 | 0.014662 | 0.24 | 0.71108 | 0 | 0.80017 | 0.0019228 | 0 | #DIV/0! | #DIV/0! | #DIV/0! | #DIV/0! | 0 | 0 | 0 | 0
1979-06-10 | Jun | 10 | 11:00 | 60.98 | 260 | 1417.3229 | 85039.3728 | 0 | 0 | 0.043514 | 4.4052e-08 | 0.076219 | 0.014685 | 0.24 | 0.71114 | 0 | 0.80281 | 0.0019195 | 0 | #DIV/0! | #DIV/0! | #DIV/0! | #DIV/0! | 0 | 0 | 0 | 0
1979-06-10 | Jun | 10 | 12:00 | 60.98 | 250 | 1830.7087 | 109842.5232 | 0 | 0 | 0.043514 | 4.4052e-08 | 0.076219 | 0.014685 | 0.24 | 0.71114 | 0 | 0.80281 | 0.0019195 | 0 | #DIV/0! | #DIV/0! | #DIV/0! | #DIV/0! | 0 | 0 | 0 | 0
1979-06-10 | Jun | 10 | 13:00 | 60.98 | 260 | 1732.2835 | 103937.0112 | 0 | 0 | 0.043514 | 4.4052e-08 | 0.076219 | 0.014685 | 0.24 | 0.71114 | 0 | 0.80281 | 0.0019195 | 0 | #DIV/0! | #DIV/0! | #DIV/0! | #DIV/0! | 0 | 0 | 0 | 0
1979-06-10 | Jun | 10 | 14:00 | 60.08 | 290 | 2027.5591 | 121653.5472 | 0 | 0 | 0.043441 | 4.3902e-08 | 0.076348 | 0.014662 | 0.24 | 0.71108 | 0 | 0.80017 | 0.0019228 | 0 | #DIV/0! | #DIV/0! | #DIV/0! | #DIV/0! | 0 | 0 | 0 | 0
1979-06-10 | Jun | 10 | 15:00 | 60.98 | 290 | 2027.5591 | 121653.5472 | 0 | 0 | 0.043514 | 4.4052e-08 | 0.076219 | 0.014685 | 0.24 | 0.71114 | 0 | 0.80281 | 0.0019195 | 0 | #DIV/0! | #DIV/0! | #DIV/0! | #DIV/0! | 0 | 0 | 0 | 0
1979-06-10 | Jun | 10 | 16:00 | 60.98 | 290 | 2027.5591 | 121653.5472 | 0 | 0 | 0.043514 | 4.4052e-08 | 0.076219 | 0.014685 | 0.24 | 0.71114 | 0 | 0.80281 | 0.0019195 | 0 | #DIV/0! | #DIV/0! | #DIV/0! | #DIV/0! | 0 | 0 | 0 | 0
1979-06-10 | Jun | 10 | 17:00 | 60.98 | 280 | 1614.1733 | 96850.3968 | 0 | 0 | 0.043514 | 4.4052e-08 | 0.076219 | 0.014685 | 0.24 | 0.71114 | 0 | 0.80281 | 0.0019195 | 0 | #DIV/0! | #DIV/0! | #DIV/0! | #DIV/0! | 0 | 0 | 0 | 0
1979-06-10 | Jun | 10 | 18:00 | 60.98 | 300 | 1614.1733 | 96850.3968 | 0 | 0 | 0.043514 | 4.4052e-08 | 0.076219 | 0.014685 | 0.24 | 0.71114 | 0 | 0.80281 | 0.0019195 | 0 | #DIV/0! | #DIV/0! | #DIV/0! | #DIV/0! | 0 | 0 | 0 | 0
1979-06-10 | Jun | 10 | 19:00 | 60.98 | 330 | 1830.7087 | 109842.5232 | 0 | 0 | 0.043514 | 4.4052e-08 | 0.076219 | 0.014685 | 0.24 | 0.71114 | 0 | 0.80281 | 0.0019195 | 0 | #DIV/0! | #DIV/0! | #DIV/0! | #DIV/0! | 0 | 0 | 0 | 0
1979-06-10 | Jun | 10 | 20:00 | 60.98 | 300 | 708.6614 | 42519.6864 | 0 | 0 | 0.043514 | 4.4052e-08 | 0.076219 | 0.014685 | 0.24 | 0.71114 | 0 | 0.80281 | 0.0019195 | 0 | #DIV/0! | #DIV/0! | #DIV/0! | #DIV/0! | 0 | 0 | 0 | 0
1979-06-10 | Jun | 10 | 21:00 | 57.02 | 270 | 610.2362 | 36614.1744 | 0 | 0 | 0.043193 | 4.3392e-08 | 0.076807 | 0.014583 | 0.24 | 0.71088 | 0 | 0.79108 | 0.0019342 | 0 | #DIV/0! | #DIV/0! | #DIV/0! | #DIV/0! | 0 | 0 | 0 | 0
1979-06-10 | Jun | 10 | 22:00 | 53.06 | 240 | 610.2362 | 36614.1744 | 0 | 0 | 0.042872 | 4.2732e-08 | 0.077401 | 0.01448 | 0.24 | 0.71061 | 0 | 0.77947 | 0.0019491 | 0 | #DIV/0! | #DIV/0! | #DIV/0! | #DIV/0! | 0 | 0 | 0 | 0
1979-06-10 | Jun | 10 | 23:00 | 53.96 | 240 | 708.6614 | 42519.6864 | 0 | 0 | 0.042945 | 4.2882e-08 | 0.077266 | 0.014503 | 0.24 | 0.71067 | 0 | 0.78209 | 0.0019457 | 0 | #DIV/0! | #DIV/0! | #DIV/0! | #DIV/0! | 0 | 0 | 0 | 0
1979-06-10 | Jun | 10 | 24:00 | 55.94 | 250 | 1023.6221 | 61417.3248 | 0 | 0 | 0.043106 | 4.3212e-08 | 0.076969 | 0.014554 | 0.24 | 0.71081 | 0 | 0.7879 | 0.0019382 | 0 | #DIV/0! | #DIV/0! | #DIV/0! | #DIV/0! | 0 | 0 | 0 | 0
1979-06-11 | Jun | 11 | 1:00 | 55.94 | 240 | 905.5118 | 54330.7104 | 0 | 0 | 0.043106 | 4.3212e-08 | 0.076969 | 0.014554 | 0.24 | 0.71081 | 0 | 0.7879 | 0.0019382 | 0 | #DIV/0! | #DIV/0! | #DIV/0! | #DIV/0! | 0 | 0 | 0 | 0
1979-06-11 | Jun | 11 | 2:00 | 55.94 | 250 | 708.6614 | 42519.6864 | 0 | 0 | 0.043106 | 4.3212e-08 | 0.076969 | 0.014554 | 0.24 | 0.71081 | 0 | 0.7879 | 0.0019382 | 0 | #DIV/0! | #DIV/0! | #DIV/0! | #DIV/0! | 0 | 0 | 0 | 0
1979-06-11 | Jun | 11 | 3:00 | 55.94 | 260 | 708.6614 | 42519.6864 | 0 | 0 | 0.043106 | 4.3212e-08 | 0.076969 | 0.014554 | 0.24 | 0.71081 | 0 | 0.7879 | 0.0019382 | 0 | #DIV/0! | #DIV/0! | #DIV/0! | #DIV/0! | 0 | 0 | 0 | 0
1979-06-11 | Jun | 11 | 4:00 | 55.94 | 260 | 807.0866 | 48425.1984 | 0 | 0 | 0.043106 | 4.3212e-08 | 0.076969 | 0.014554 | 0.24 | 0.71081 | 0 | 0.7879 | 0.0019382 | 0 | #DIV/0! | #DIV/0! | #DIV/0! | #DIV/0! | 0 | 0 | 0 | 0
1979-06-11 | Jun | 11 | 5:00 | 55.04 | 270 | 610.2362 | 36614.1744 | 0 | 0 | 0.043033 | 4.3062e-08 | 0.077104 | 0.014531 | 0.24 | 0.71074 | 0 | 0.78525 | 0.0019416 | 0 | #DIV/0! | #DIV/0! | #DIV/0! | #DIV/0! | 0 | 0 | 0 | 0
1979-06-11 | Jun | 11 | 6:00 | 60.08 | 290 | 708.6614 | 42519.6864 | 0 | 0 | 0.043441 | 4.3902e-08 | 0.076348 | 0.014662 | 0.24 | 0.71108 | 0 | 0.80017 | 0.0019228 | 0 | #DIV/0! | #DIV/0! | #DIV/0! | #DIV/0! | 0 | 0 | 0 | 0
1979-06-11 | Jun | 11 | 7:00 | 64.04 | 310 | 1023.6221 | 61417.3248 | 0 | 0 | 0.043762 | 4.4562e-08 | 0.075778 | 0.014765 | 0.24 | 0.71134 | 0 | 0.81186 | 0.0019083 | 0 | #DIV/0! | #DIV/0! | #DIV/0! | #DIV/0! | 0 | 0 | 0 | 0
1979-06-11 | Jun | 11 | 8:00 | 66.92 | 300 | 905.5118 | 54330.7104 | 0 | 0 | 0.043996 | 4.5042e-08 | 0.075364 | 0.01484 | 0.24 | 0.71153 | 0 | 0.82046 | 0.0018978 | 0 | #DIV/0! | #DIV/0! | #DIV/0! | #DIV/0! | 0 | 0 | 0 | 0
1979-06-11 | Jun | 11 | 9:00 | 69.98 | 270 | 905.5118 | 54330.7104 | 0 | 0 | 0.044244 | 4.5552e-08 | 0.074923 | 0.014919 | 0.24 | 0.71173 | 0 | 0.82971 | 0.0018869 | 0 | #DIV/0! | #DIV/0! | #DIV/0! | #DIV/0! | 0 | 0 | 0 | 0
1979-06-11 | Jun | 11 | 10:00 | 73.04 | 290 | 1417.3229 | 85039.3728 | 0 | 0 | 0.044387 | 4.5978e-08 | 0.074497 | 0.014999 | 0.24 | 0.71023 | 0 | 0.8389 | 0.001876 | 0 | #DIV/0! | #DIV/0! | #DIV/0! | #DIV/0! | 0 | 0 | 0 | 0
1979-06-11 | Jun | 11 | 11:00 | 73.94 | 300 | 1220.4725 | 73228.3488 | 0 | 0 | 0.044428 | 4.6103e-08 | 0.074372 | 0.015022 | 0.24 | 0.70979 | 0 | 0.84162 | 0.0018729 | 0 | #DIV/0! | #DIV/0! | #DIV/0! | #DIV/0! | 0 | 0 | 0 | 0
1979-06-11 | Jun | 11 | 12:00 | 75.92 | 300 | 1318.8977 | 79133.8608 | 0 | 0 | 0.04452 | 4.6378e-08 | 0.074097 | 0.015074 | 0.24 | 0.70883 | 0 | 0.84764 | 0.001866 | 0 | #DIV/0! | #DIV/0! | #DIV/0! | #DIV/0! | 0 | 0 | 0 | 0
1979-06-11 | Jun | 11 | 13:00 | 77 | 290 | 1023.6221 | 61417.3248 | 0 | 0 | 0.04457 | 4.6528e-08 | 0.073947 | 0.015102 | 0.24 | 0.7083 | 0 | 0.85095 | 0.0018622 | 0 | #DIV/0! | #DIV/0! | #DIV/0! | #DIV/0! | 0 | 0 | 0 | 0
1979-06-11 | Jun | 11 | 14:00 | 78.08 | 290 | 1417.3229 | 85039.3728 | 0 | 0 | 0.04462 | 4.6678e-08 | 0.073797 | 0.01513 | 0.24 | 0.70778 | 0 | 0.85426 | 0.0018585 | 0 | #DIV/0! | #DIV/0! | #DIV/0! | #DIV/0! | 0 | 0 | 0 | 0
1979-06-11 | Jun | 11 | 15:00 | 78.08 | 300 | 1220.4725 | 73228.3488 | 0 | 0 | 0.04462 | 4.6678e-08 | 0.073797 | 0.01513 | 0.24 | 0.70778 | 0 | 0.85426 | 0.0018585 | 0 | #DIV/0! | #DIV/0! | #DIV/0! | #DIV/0! | 0 | 0 | 0 | 0
1979-06-11 | Jun | 11 | 16:00 | 78.08 | 320 | 1830.7087 | 109842.5232 | 0 | 0 | 0.04462 | 4.6678e-08 | 0.073797 | 0.01513 | 0.24 | 0.70778 | 0 | 0.85426 | 0.0018585 | 0 | #DIV/0! | #DIV/0! | #DIV/0! | #DIV/0! | 0 | 0 | 0 | 0
1979-06-11 | Jun | 11 | 17:00 | 77 | 320 | 1318.8977 | 79133.8608 | 0 | 0 | 0.04457 | 4.6528e-08 | 0.073947 | 0.015102 | 0.24 | 0.7083 | 0 | 0.85095 | 0.0018622 | 0 | #DIV/0! | #DIV/0! | #DIV/0! | #DIV/0! | 0 | 0 | 0 | 0
1979-06-11 | Jun | 11 | 18:00 | 75.92 | 300 | 1023.6221 | 61417.3248 | 0 | 0 | 0.04452 | 4.6378e-08 | 0.074097 | 0.015074 | 0.24 | 0.70883 | 0 | 0.84764 | 0.001866 | 0 | #DIV/0! | #DIV/0! | #DIV/0! | #DIV/0! | 0 | 0 | 0 | 0
1979-06-11 | Jun | 11 | 19:00 | 73.94 | 40 | 1023.6221 | 61417.3248 | 0 | 0 | 0.044428 | 4.6103e-08 | 0.074372 | 0.015022 | 0.24 | 0.70979 | 0 | 0.84162 | 0.0018729 | 0 | #DIV/0! | #DIV/0! | #DIV/0! | #DIV/0! | 0 | 0 | 0 | 0
1979-06-11 | Jun | 11 | 20:00 | 68 | 110 | 807.0866 | 48425.1984 | 0 | 0 | 0.044084 | 4.5222e-08 | 0.075208 | 0.014868 | 0.24 | 0.7116 | 0 | 0.82372 | 0.0018939 | 0 | #DIV/0! | #DIV/0! | #DIV/0! | #DIV/0! | 0 | 0 | 0 | 0
1979-06-11 | Jun | 11 | 21:00 | 60.98 | 140 | 413.3858 | 24803.1504 | 0 | 0 | 0.043514 | 4.4052e-08 | 0.076219 | 0.014685 | 0.24 | 0.71114 | 0 | 0.80281 | 0.0019195 | 0 | #DIV/0! | #DIV/0! | #DIV/0! | #DIV/0! | 0 | 0 | 0 | 0
1979-06-11 | Jun | 11 | 22:00 | 60.08 | 0 | 0 | 0 | 0 | 0 | 0.043441 | 4.3902e-08 | 0.076348 | 0.014662 | 0.24 | 0.71108 | 0 | 0.80017 | 0.0019228 | 0 | #DIV/0! | #DIV/0! | #DIV/0! | #DIV/0! | 0 | 0 | 0 | 0
1979-06-11 | Jun | 11 | 23:00 | 57.92 | 160 | 413.3858 | 24803.1504 | 0 | 0 | 0.043266 | 4.3542e-08 | 0.076672 | 0.014606 | 0.24 | 0.71094 | 0 | 0.79374 | 0.0019308 | 0 | #DIV/0! | #DIV/0! | #DIV/0! | #DIV/0! | 0 | 0 | 0 | 0
1979-06-11 | Jun | 11 | 24:00 | 57.92 | 200 | 413.3858 | 24803.1504 | 0 | 0 | 0.043266 | 4.3542e-08 | 0.076672 | 0.014606 | 0.24 | 0.71094 | 0 | 0.79374 | 0.0019308 | 0 | #DIV/0! | #DIV/0! | #DIV/0! | #DIV/0! | 0 | 0 | 0 | 0
1979-06-12 | Jun | 12 | 1:00 | 59 | 0 | 0 | 0 | 0 | 0 | 0.043354 | 4.3722e-08 | 0.07651 | 0.014634 | 0.24 | 0.71101 | 0 | 0.79695 | 0.0019268 | 0 | #DIV/0! | #DIV/0! | #DIV/0! | #DIV/0! | 0 | 0 | 0 | 0
1979-06-12 | Jun | 12 | 2:00 | 55.94 | 230 | 511.811 | 30708.6624 | 0 | 0 | 0.043106 | 4.3212e-08 | 0.076969 | 0.014554 | 0.24 | 0.71081 | 0 | 0.7879 | 0.0019382 | 0 | #DIV/0! | #DIV/0! | #DIV/0! | #DIV/0! | 0 | 0 | 0 | 0
1979-06-12 | Jun | 12 | 3:00 | 57.92 | 100 | 413.3858 | 24803.1504 | 0 | 0 | 0.043266 | 4.3542e-08 | 0.076672 | 0.014606 | 0.24 | 0.71094 | 0 | 0.79374 | 0.0019308 | 0 | #DIV/0! | #DIV/0! | #DIV/0! | #DIV/0! | 0 | 0 | 0 | 0
1979-06-12 | Jun | 12 | 4:00 | 55.04 | 20 | 610.2362 | 36614.1744 | 0 | 0 | 0.043033 | 4.3062e-08 | 0.077104 | 0.014531 | 0.24 | 0.71074 | 0 | 0.78525 | 0.0019416 | 0 | #DIV/0! | #DIV/0! | #DIV/0! | #DIV/0! | 0 | 0 | 0 | 0
1979-06-12 | Jun | 12 | 5:00 | 55.04 | 30 | 610.2362 | 36614.1744 | 0 | 0 | 0.043033 | 4.3062e-08 | 0.077104 | 0.014531 | 0.24 | 0.71074 | 0 | 0.78525 | 0.0019416 | 0 | #DIV/0! | #DIV/0! | #DIV/0! | #DIV/0! | 0 | 0 | 0 | 0
1979-06-12 | Jun | 12 | 6:00 | 57.02 | 40 | 610.2362 | 36614.1744 | 0 | 0 | 0.043193 | 4.3392e-08 | 0.076807 | 0.014583 | 0.24 | 0.71088 | 0 | 0.79108 | 0.0019342 | 0 | #DIV/0! | #DIV/0! | #DIV/0! | #DIV/0! | 0 | 0 | 0 | 0
1979-06-12 | Jun | 12 | 7:00 | 62.06 | 90 | 610.2362 | 36614.1744 | 0 | 0 | 0.043602 | 4.4232e-08 | 0.076063 | 0.014714 | 0.24 | 0.71121 | 0 | 0.80599 | 0.0019155 | 0 | #DIV/0! | #DIV/0! | #DIV/0! | #DIV/0! | 0 | 0 | 0 | 0
1979-06-12 | Jun | 12 | 8:00 | 66.02 | 60 | 807.0866 | 48425.1984 | 0 | 0 | 0.043923 | 4.4892e-08 | 0.075493 | 0.014817 | 0.24 | 0.71147 | 0 | 0.81776 | 0.0019011 | 0 | #DIV/0! | #DIV/0! | #DIV/0! | #DIV/0! | 0 | 0 | 0 | 0
1979-06-12 | Jun | 12 | 9:00 | 68 | 60 | 610.2362 | 36614.1744 | 0 | 0 | 0.044084 | 4.5222e-08 | 0.075208 | 0.014868 | 0.24 | 0.7116 | 0 | 0.82372 | 0.0018939 | 0 | #DIV/0! | #DIV/0! | #DIV/0! | #DIV/0! | 0 | 0 | 0 | 0
1979-06-12 | Jun | 12 | 10:00 | 71.06 | 70 | 708.6614 | 42519.6864 | 0 | 0 | 0.044295 | 4.5703e-08 | 0.074773 | 0.014948 | 0.24 | 0.7112 | 0 | 0.83294 | 0.001883 | 0 | #DIV/0! | #DIV/0! | #DIV/0! | #DIV/0! | 0 | 0 | 0 | 0
1979-06-12 | Jun | 12 | 11:00 | 68 | 70 | 905.5118 | 54330.7104 | 0 | 0 | 0.044084 | 4.5222e-08 | 0.075208 | 0.014868 | 0.24 | 0.7116 | 0 | 0.82372 | 0.0018939 | 0 | #DIV/0! | #DIV/0! | #DIV/0! | #DIV/0! | 0 | 0 | 0 | 0
1979-06-12 | Jun | 12 | 12:00 | 66.02 | 70 | 1023.6221 | 61417.3248 | 0 | 0 | 0.043923 | 4.4892e-08 | 0.075493 | 0.014817 | 0.24 | 0.71147 | 0 | 0.81776 | 0.0019011 | 0 | #DIV/0! | #DIV/0! | #DIV/0! | #DIV/0! | 0 | 0 | 0 | 0
1979-06-12 | Jun | 12 | 13:00 | 66.02 | 100 | 610.2362 | 36614.1744 | 0 | 0 | 0.043923 | 4.4892e-08 | 0.075493 | 0.014817 | 0.24 | 0.71147 | 0 | 0.81776 | 0.0019011 | 0 | #DIV/0! | #DIV/0! | #DIV/0! | #DIV/0! | 0 | 0 | 0 | 0
1979-06-12 | Jun | 12 | 14:00 | 71.96 | 90 | 1122.0473 | 67322.8368 | 0 | 0 | 0.044336 | 4.5828e-08 | 0.074648 | 0.014971 | 0.24 | 0.71076 | 0 | 0.83565 | 0.0018798 | 0 | #DIV/0! | #DIV/0! | #DIV/0! | #DIV/0! | 0 | 0 | 0 | 0
1979-06-12 | Jun | 12 | 15:00 | 71.96 | 70 | 1220.4725 | 73228.3488 | 0 | 0 | 0.044336 | 4.5828e-08 | 0.074648 | 0.014971 | 0.24 | 0.71076 | 0 | 0.83565 | 0.0018798 | 0 | #DIV/0! | #DIV/0! | #DIV/0! | #DIV/0! | 0 | 0 | 0 | 0
1979-06-12 | Jun | 12 | 16:00 | 71.96 | 80 | 1023.6221 | 61417.3248 | 0 | 0 | 0.044336 | 4.5828e-08 | 0.074648 | 0.014971 | 0.24 | 0.71076 | 0 | 0.83565 | 0.0018798 | 0 | #DIV/0! | #DIV/0! | #DIV/0! | #DIV/0! | 0 | 0 | 0 | 0
1979-06-12 | Jun | 12 | 17:00 | 69.08 | 70 | 1220.4725 | 73228.3488 | 0 | 0 | 0.044171 | 4.5402e-08 | 0.075052 | 0.014896 | 0.24 | 0.71167 | 0 | 0.82698 | 0.0018901 | 0 | #DIV/0! | #DIV/0! | #DIV/0! | #DIV/0! | 0 | 0 | 0 | 0
1979-06-12 | Jun | 12 | 18:00 | 66.92 | 60 | 1023.6221 | 61417.3248 | 0 | 0 | 0.043996 | 4.5042e-08 | 0.075364 | 0.01484 | 0.24 | 0.71153 | 0 | 0.82046 | 0.0018978 | 0 | #DIV/0! | #DIV/0! | #DIV/0! | #DIV/0! | 0 | 0 | 0 | 0
1979-06-12 | Jun | 12 | 19:00 | 64.94 | 60 | 1023.6221 | 61417.3248 | 0 | 0 | 0.043835 | 4.4712e-08 | 0.075649 | 0.014788 | 0.24 | 0.7114 | 0 | 0.81454 | 0.001905 | 0 | #DIV/0! | #DIV/0! | #DIV/0! | #DIV/0! | 0 | 0 | 0 | 0
1979-06-12 | Jun | 12 | 20:00 | 62.96 | 60 | 905.5118 | 54330.7104 | 0 | 0 | 0.043675 | 4.4382e-08 | 0.075934 | 0.014737 | 0.24 | 0.71127 | 0 | 0.80865 | 0.0019122 | 0 | #DIV/0! | #DIV/0! | #DIV/0! | #DIV/0! | 0 | 0 | 0 | 0
1979-06-12 | Jun | 12 | 21:00 | 60.98 | 60 | 1023.6221 | 61417.3248 | 0 | 0 | 0.043514 | 4.4052e-08 | 0.076219 | 0.014685 | 0.24 | 0.71114 | 0 | 0.80281 | 0.0019195 | 0 | #DIV/0! | #DIV/0! | #DIV/0! | #DIV/0! | 0 | 0 | 0 | 0
1979-06-12 | Jun | 12 | 22:00 | 60.08 | 50 | 807.0866 | 48425.1984 | 0 | 0 | 0.043441 | 4.3902e-08 | 0.076348 | 0.014662 | 0.24 | 0.71108 | 0 | 0.80017 | 0.0019228 | 0 | #DIV/0! | #DIV/0! | #DIV/0! | #DIV/0! | 0 | 0 | 0 | 0
1979-06-12 | Jun | 12 | 23:00 | 59 | 90 | 807.0866 | 48425.1984 | 0 | 0 | 0.043354 | 4.3722e-08 | 0.07651 | 0.014634 | 0.24 | 0.71101 | 0 | 0.79695 | 0.0019268 | 0 | #DIV/0! | #DIV/0! | #DIV/0! | #DIV/0! | 0 | 0 | 0 | 0
1979-06-12 | Jun | 12 | 24:00 | 59 | 70 | 807.0866 | 48425.1984 | 0 | 0 | 0.043354 | 4.3722e-08 | 0.07651 | 0.014634 | 0.24 | 0.71101 | 0 | 0.79695 | 0.0019268 | 0 | #DIV/0! | #DIV/0! | #DIV/0! | #DIV/0! | 0 | 0 | 0 | 0
1979-06-13 | Jun | 13 | 1:00 | 55.94 | 10 | 807.0866 | 48425.1984 | 0 | 0 | 0.043106 | 4.3212e-08 | 0.076969 | 0.014554 | 0.24 | 0.71081 | 0 | 0.7879 | 0.0019382 | 0 | #DIV/0! | #DIV/0! | #DIV/0! | #DIV/0! | 0 | 0 | 0 | 0
1979-06-13 | Jun | 13 | 2:00 | 55.94 | 40 | 807.0866 | 48425.1984 | 0 | 0 | 0.043106 | 4.3212e-08 | 0.076969 | 0.014554 | 0.24 | 0.71081 | 0 | 0.7879 | 0.0019382 | 0 | #DIV/0! | #DIV/0! | #DIV/0! | #DIV/0! | 0 | 0 | 0 | 0
1979-06-13 | Jun | 13 | 3:00 | 59 | 90 | 905.5118 | 54330.7104 | 0 | 0 | 0.043354 | 4.3722e-08 | 0.07651 | 0.014634 | 0.24 | 0.71101 | 0 | 0.79695 | 0.0019268 | 0 | #DIV/0! | #DIV/0! | #DIV/0! | #DIV/0! | 0 | 0 | 0 | 0
1979-06-13 | Jun | 13 | 4:00 | 60.08 | 90 | 1023.6221 | 61417.3248 | 0 | 0 | 0.043441 | 4.3902e-08 | 0.076348 | 0.014662 | 0.24 | 0.71108 | 0 | 0.80017 | 0.0019228 | 0 | #DIV/0! | #DIV/0! | #DIV/0! | #DIV/0! | 0 | 0 | 0 | 0
1979-06-13 | Jun | 13 | 5:00 | 60.98 | 60 | 807.0866 | 48425.1984 | 0 | 0 | 0.043514 | 4.4052e-08 | 0.076219 | 0.014685 | 0.24 | 0.71114 | 0 | 0.80281 | 0.0019195 | 0 | #DIV/0! | #DIV/0! | #DIV/0! | #DIV/0! | 0 | 0 | 0 | 0
1979-06-13 | Jun | 13 | 6:00 | 60.98 | 100 | 1220.4725 | 73228.3488 | 0 | 0 | 0.043514 | 4.4052e-08 | 0.076219 | 0.014685 | 0.24 | 0.71114 | 0 | 0.80281 | 0.0019195 | 0 | #DIV/0! | #DIV/0! | #DIV/0! | #DIV/0! | 0 | 0 | 0 | 0
1979-06-13 | Jun | 13 | 7:00 | 62.96 | 110 | 1023.6221 | 61417.3248 | 0 | 0 | 0.043675 | 4.4382e-08 | 0.075934 | 0.014737 | 0.24 | 0.71127 | 0 | 0.80865 | 0.0019122 | 0 | #DIV/0! | #DIV/0! | #DIV/0! | #DIV/0! | 0 | 0 | 0 | 0
1979-06-13 | Jun | 13 | 8:00 | 66.92 | 140 | 905.5118 | 54330.7104 | 0 | 0 | 0.043996 | 4.5042e-08 | 0.075364 | 0.01484 | 0.24 | 0.71153 | 0 | 0.82046 | 0.0018978 | 0 | #DIV/0! | #DIV/0! | #DIV/0! | #DIV/0! | 0 | 0 | 0 | 0
1979-06-13 | Jun | 13 | 9:00 | 69.98 | 160 | 1122.0473 | 67322.8368 | 0 | 0 | 0.044244 | 4.5552e-08 | 0.074923 | 0.014919 | 0.24 | 0.71173 | 0 | 0.82971 | 0.0018869 | 0 | #DIV/0! | #DIV/0! | #DIV/0! | #DIV/0! | 0 | 0 | 0 | 0
1979-06-13 | Jun | 13 | 10:00 | 71.96 | 130 | 708.6614 | 42519.6864 | 0 | 0 | 0.044336 | 4.5828e-08 | 0.074648 | 0.014971 | 0.24 | 0.71076 | 0 | 0.83565 | 0.0018798 | 0 | #DIV/0! | #DIV/0! | #DIV/0! | #DIV/0! | 0 | 0 | 0 | 0
1979-06-13 | Jun | 13 | 11:00 | 71.96 | 170 | 610.2362 | 36614.1744 | 0 | 0 | 0.044336 | 4.5828e-08 | 0.074648 | 0.014971 | 0.24 | 0.71076 | 0 | 0.83565 | 0.0018798 | 0 | #DIV/0! | #DIV/0! | #DIV/0! | #DIV/0! | 0 | 0 | 0 | 0
1979-06-13 | Jun | 13 | 12:00 | 73.04 | 130 | 610.2362 | 36614.1744 | 0 | 0 | 0.044387 | 4.5978e-08 | 0.074497 | 0.014999 | 0.24 | 0.71023 | 0 | 0.8389 | 0.001876 | 0 | #DIV/0! | #DIV/0! | #DIV/0! | #DIV/0! | 0 | 0 | 0 | 0
1979-06-13 | Jun | 13 | 13:00 | 71.96 | 150 | 708.6614 | 42519.6864 | 0 | 0 | 0.044336 | 4.5828e-08 | 0.074648 | 0.014971 | 0.24 | 0.71076 | 0 | 0.83565 | 0.0018798 | 0 | #DIV/0! | #DIV/0! | #DIV/0! | #DIV/0! | 0 | 0 | 0 | 0
1979-06-13 | Jun | 13 | 14:00 | 68 | 150 | 610.2362 | 36614.1744 | 0 | 0 | 0.044084 | 4.5222e-08 | 0.075208 | 0.014868 | 0.24 | 0.7116 | 0 | 0.82372 | 0.0018939 | 0 | #DIV/0! | #DIV/0! | #DIV/0! | #DIV/0! | 0 | 0 | 0 | 0
1979-06-13 | Jun | 13 | 15:00 | 71.96 | 160 | 807.0866 | 48425.1984 | 0 | 0 | 0.044336 | 4.5828e-08 | 0.074648 | 0.014971 | 0.24 | 0.71076 | 0 | 0.83565 | 0.0018798 | 0 | #DIV/0! | #DIV/0! | #DIV/0! | #DIV/0! | 0 | 0 | 0 | 0
1979-06-13 | Jun | 13 | 16:00 | 73.04 | 160 | 610.2362 | 36614.1744 | 0 | 0 | 0.044387 | 4.5978e-08 | 0.074497 | 0.014999 | 0.24 | 0.71023 | 0 | 0.8389 | 0.001876 | 0 | #DIV/0! | #DIV/0! | #DIV/0! | #DIV/0! | 0 | 0 | 0 | 0
1979-06-13 | Jun | 13 | 17:00 | 73.04 | 160 | 1023.6221 | 61417.3248 | 0 | 0 | 0.044387 | 4.5978e-08 | 0.074497 | 0.014999 | 0.24 | 0.71023 | 0 | 0.8389 | 0.001876 | 0 | #DIV/0! | #DIV/0! | #DIV/0! | #DIV/0! | 0 | 0 | 0 | 0
1979-06-13 | Jun | 13 | 18:00 | 71.96 | 150 | 807.0866 | 48425.1984 | 0 | 0 | 0.044336 | 4.5828e-08 | 0.074648 | 0.014971 | 0.24 | 0.71076 | 0 | 0.83565 | 0.0018798 | 0 | #DIV/0! | #DIV/0! | #DIV/0! | #DIV/0! | 0 | 0 | 0 | 0
1979-06-13 | Jun | 13 | 19:00 | 71.06 | 110 | 905.5118 | 54330.7104 | 0 | 0 | 0.044295 | 4.5703e-08 | 0.074773 | 0.014948 | 0.24 | 0.7112 | 0 | 0.83294 | 0.001883 | 0 | #DIV/0! | #DIV/0! | #DIV/0! | #DIV/0! | 0 | 0 | 0 | 0
1979-06-13 | Jun | 13 | 20:00 | 69.08 | 120 | 807.0866 | 48425.1984 | 0 | 0 | 0.044171 | 4.5402e-08 | 0.075052 | 0.014896 | 0.24 | 0.71167 | 0 | 0.82698 | 0.0018901 | 0 | #DIV/0! | #DIV/0! | #DIV/0! | #DIV/0! | 0 | 0 | 0 | 0
1979-06-13 | Jun | 13 | 21:00 | 68 | 120 | 807.0866 | 48425.1984 | 0 | 0 | 0.044084 | 4.5222e-08 | 0.075208 | 0.014868 | 0.24 | 0.7116 | 0 | 0.82372 | 0.0018939 | 0 | #DIV/0! | #DIV/0! | #DIV/0! | #DIV/0! | 0 | 0 | 0 | 0
1979-06-13 | Jun | 13 | 22:00 | 66.02 | 120 | 610.2362 | 36614.1744 | 0 | 0 | 0.043923 | 4.4892e-08 | 0.075493 | 0.014817 | 0.24 | 0.71147 | 0 | 0.81776 | 0.0019011 | 0 | #DIV/0! | #DIV/0! | #DIV/0! | #DIV/0! | 0 | 0 | 0 | 0
1979-06-13 | Jun | 13 | 23:00 | 64.94 | 140 | 905.5118 | 54330.7104 | 0 | 0 | 0.043835 | 4.4712e-08 | 0.075649 | 0.014788 | 0.24 | 0.7114 | 0 | 0.81454 | 0.001905 | 0 | #DIV/0! | #DIV/0! | #DIV/0! | #DIV/0! | 0 | 0 | 0 | 0
1979-06-13 | Jun | 13 | 24:00 | 64.94 | 150 | 708.6614 | 42519.6864 | 0 | 0 | 0.043835 | 4.4712e-08 | 0.075649 | 0.014788 | 0.24 | 0.7114 | 0 | 0.81454 | 0.001905 | 0 | #DIV/0! | #DIV/0! | #DIV/0! | #DIV/0! | 0 | 0 | 0 | 0
1979-06-14 | Jun | 14 | 1:00 | 64.04 | 150 | 708.6614 | 42519.6864 | 0 | 0 | 0.043762 | 4.4562e-08 | 0.075778 | 0.014765 | 0.24 | 0.71134 | 0 | 0.81186 | 0.0019083 | 0 | #DIV/0! | #DIV/0! | #DIV/0! | #DIV/0! | 0 | 0 | 0 | 0
1979-06-14 | Jun | 14 | 2:00 | 64.04 | 180 | 807.0866 | 48425.1984 | 0 | 0 | 0.043762 | 4.4562e-08 | 0.075778 | 0.014765 | 0.24 | 0.71134 | 0 | 0.81186 | 0.0019083 | 0 | #DIV/0! | #DIV/0! | #DIV/0! | #DIV/0! | 0 | 0 | 0 | 0
1979-06-14 | Jun | 14 | 3:00 | 64.04 | 160 | 610.2362 | 36614.1744 | 0 | 0 | 0.043762 | 4.4562e-08 | 0.075778 | 0.014765 | 0.24 | 0.71134 | 0 | 0.81186 | 0.0019083 | 0 | #DIV/0! | #DIV/0! | #DIV/0! | #DIV/0! | 0 | 0 | 0 | 0
1979-06-14 | Jun | 14 | 4:00 | 62.96 | 160 | 807.0866 | 48425.1984 | 0 | 0 | 0.043675 | 4.4382e-08 | 0.075934 | 0.014737 | 0.24 | 0.71127 | 0 | 0.80865 | 0.0019122 | 0 | #DIV/0! | #DIV/0! | #DIV/0! | #DIV/0! | 0 | 0 | 0 | 0
1979-06-14 | Jun | 14 | 5:00 | 64.04 | 170 | 905.5118 | 54330.7104 | 0 | 0 | 0.043762 | 4.4562e-08 | 0.075778 | 0.014765 | 0.24 | 0.71134 | 0 | 0.81186 | 0.0019083 | 0 | #DIV/0! | #DIV/0! | #DIV/0! | #DIV/0! | 0 | 0 | 0 | 0
1979-06-14 | Jun | 14 | 6:00 | 64.94 | 160 | 807.0866 | 48425.1984 | 0 | 0 | 0.043835 | 4.4712e-08 | 0.075649 | 0.014788 | 0.24 | 0.7114 | 0 | 0.81454 | 0.001905 | 0 | #DIV/0! | #DIV/0! | #DIV/0! | #DIV/0! | 0 | 0 | 0 | 0
1979-06-14 | Jun | 14 | 7:00 | 69.08 | 170 | 1122.0473 | 67322.8368 | 0 | 0 | 0.044171 | 4.5402e-08 | 0.075052 | 0.014896 | 0.24 | 0.71167 | 0 | 0.82698 | 0.0018901 | 0 | #DIV/0! | #DIV/0! | #DIV/0! | #DIV/0! | 0 | 0 | 0 | 0
1979-06-14 | Jun | 14 | 8:00 | 71.96 | 200 | 807.0866 | 48425.1984 | 0 | 0 | 0.044336 | 4.5828e-08 | 0.074648 | 0.014971 | 0.24 | 0.71076 | 0 | 0.83565 | 0.0018798 | 0 | #DIV/0! | #DIV/0! | #DIV/0! | #DIV/0! | 0 | 0 | 0 | 0
1979-06-14 | Jun | 14 | 9:00 | 75.02 | 190 | 1220.4725 | 73228.3488 | 0 | 0 | 0.044478 | 4.6253e-08 | 0.074222 | 0.015051 | 0.24 | 0.70926 | 0 | 0.8449 | 0.0018691 | 0 | #DIV/0! | #DIV/0! | #DIV/0! | #DIV/0! | 0 | 0 | 0 | 0
1979-06-14 | Jun | 14 | 10:00 | 78.08 | 190 | 1122.0473 | 67322.8368 | 0 | 0 | 0.04462 | 4.6678e-08 | 0.073797 | 0.01513 | 0.24 | 0.70778 | 0 | 0.85426 | 0.0018585 | 0 | #DIV/0! | #DIV/0! | #DIV/0! | #DIV/0! | 0 | 0 | 0 | 0
1979-06-14 | Jun | 14 | 11:00 | 80.06 | 210 | 1023.6221 | 61417.3248 | 0 | 0 | 0.044712 | 4.6953e-08 | 0.073522 | 0.015182 | 0.24 | 0.70683 | 0 | 0.86038 | 0.0018516 | 0 | #DIV/0! | #DIV/0! | #DIV/0! | #DIV/0! | 0 | 0 | 0 | 0
1979-06-14 | Jun | 14 | 12:00 | 80.96 | 190 | 1220.4725 | 73228.3488 | 0 | 0 | 0.044753 | 4.7078e-08 | 0.073401 | 0.015205 | 0.24 | 0.7064 | 0 | 0.86312 | 0.0018486 | 0 | #DIV/0! | #DIV/0! | #DIV/0! | #DIV/0! | 0 | 0 | 0 | 0
1979-06-14 | Jun | 14 | 13:00 | 82.94 | 210 | 1220.4725 | 73228.3488 | 0 | 0 | 0.044845 | 4.7353e-08 | 0.073136 | 0.015256 | 0.24 | 0.70546 | 0 | 0.86918 | 0.0018418 | 0 | #DIV/0! | #DIV/0! | #DIV/0! | #DIV/0! | 0 | 0 | 0 | 0
1979-06-14 | Jun | 14 | 14:00 | 86 | 190 | 1515.7481 | 90944.8848 | 0 | 0 | 0.044987 | 4.7778e-08 | 0.072726 | 0.015336 | 0.24 | 0.70402 | 0 | 0.87864 | 0.0018315 | 0 | #DIV/0! | #DIV/0! | #DIV/0! | #DIV/0! | 0 | 0 | 0 | 0
1979-06-14 | Jun | 14 | 15:00 | 86 | 210 | 1515.7481 | 90944.8848 | 0 | 0 | 0.044987 | 4.7778e-08 | 0.072726 | 0.015336 | 0.24 | 0.70402 | 0 | 0.87864 | 0.0018315 | 0 | #DIV/0! | #DIV/0! | #DIV/0! | #DIV/0! | 0 | 0 | 0 | 0
1979-06-14 | Jun | 14 | 16:00 | 84.92 | 180 | 1732.2835 | 103937.0112 | 0 | 0 | 0.044937 | 4.7628e-08 | 0.072871 | 0.015308 | 0.24 | 0.70453 | 0 | 0.87529 | 0.0018351 | 0 | #DIV/0! | #DIV/0! | #DIV/0! | #DIV/0! | 0 | 0 | 0 | 0
1979-06-14 | Jun | 14 | 17:00 | 86 | 210 | 1220.4725 | 73228.3488 | 0 | 0 | 0.044987 | 4.7778e-08 | 0.072726 | 0.015336 | 0.24 | 0.70402 | 0 | 0.87864 | 0.0018315 | 0 | #DIV/0! | #DIV/0! | #DIV/0! | #DIV/0! | 0 | 0 | 0 | 0
1979-06-14 | Jun | 14 | 18:00 | 84.92 | 200 | 1830.7087 | 109842.5232 | 0 | 0 | 0.044937 | 4.7628e-08 | 0.072871 | 0.015308 | 0.24 | 0.70453 | 0 | 0.87529 | 0.0018351 | 0 | #DIV/0! | #DIV/0! | #DIV/0! | #DIV/0! | 0 | 0 | 0 | 0
1979-06-14 | Jun | 14 | 19:00 | 84.02 | 190 | 1122.0473 | 67322.8368 | 0 | 0 | 0.044895 | 4.7503e-08 | 0.072991 | 0.015285 | 0.24 | 0.70495 | 0 | 0.87251 | 0.0018382 | 0 | #DIV/0! | #DIV/0! | #DIV/0! | #DIV/0! | 0 | 0 | 0 | 0
1979-06-14 | Jun | 14 | 20:00 | 80.06 | 180 | 807.0866 | 48425.1984 | 0 | 0 | 0.044712 | 4.6953e-08 | 0.073522 | 0.015182 | 0.24 | 0.70683 | 0 | 0.86038 | 0.0018516 | 0 | #DIV/0! | #DIV/0! | #DIV/0! | #DIV/0! | 0 | 0 | 0 | 0
1979-06-14 | Jun | 14 | 21:00 | 78.08 | 170 | 1023.6221 | 61417.3248 | 0 | 0 | 0.04462 | 4.6678e-08 | 0.073797 | 0.01513 | 0.24 | 0.70778 | 0 | 0.85426 | 0.0018585 | 0 | #DIV/0! | #DIV/0! | #DIV/0! | #DIV/0! | 0 | 0 | 0 | 0
1979-06-14 | Jun | 14 | 22:00 | 78.98 | 180 | 1417.3229 | 85039.3728 | 0 | 0 | 0.044662 | 4.6803e-08 | 0.073672 | 0.015153 | 0.24 | 0.70735 | 0 | 0.85704 | 0.0018554 | 0 | #DIV/0! | #DIV/0! | #DIV/0! | #DIV/0! | 0 | 0 | 0 | 0
1979-06-14 | Jun | 14 | 23:00 | 78.98 | 190 | 1417.3229 | 85039.3728 | 0 | 0 | 0.044662 | 4.6803e-08 | 0.073672 | 0.015153 | 0.24 | 0.70735 | 0 | 0.85704 | 0.0018554 | 0 | #DIV/0! | #DIV/0! | #DIV/0! | #DIV/0! | 0 | 0 | 0 | 0
1979-06-14 | Jun | 14 | 24:00 | 77 | 190 | 1515.7481 | 90944.8848 | 0 | 0 | 0.04457 | 4.6528e-08 | 0.073947 | 0.015102 | 0.24 | 0.7083 | 0 | 0.85095 | 0.0018622 | 0 | #DIV/0! | #DIV/0! | #DIV/0! | #DIV/0! | 0 | 0 | 0 | 0
1979-06-15 | Jun | 15 | 1:00 | 77 | 190 | 1515.7481 | 90944.8848 | 0 | 0 | 0.04457 | 4.6528e-08 | 0.073947 | 0.015102 | 0.24 | 0.7083 | 0 | 0.85095 | 0.0018622 | 0 | #DIV/0! | #DIV/0! | #DIV/0! | #DIV/0! | 0 | 0 | 0 | 0
1979-06-15 | Jun | 15 | 2:00 | 75.02 | 200 | 1614.1733 | 96850.3968 | 0 | 0 | 0.044478 | 4.6253e-08 | 0.074222 | 0.015051 | 0.24 | 0.70926 | 0 | 0.8449 | 0.0018691 | 0 | #DIV/0! | #DIV/0! | #DIV/0! | #DIV/0! | 0 | 0 | 0 | 0
1979-06-15 | Jun | 15 | 3:00 | 73.94 | 190 | 1220.4725 | 73228.3488 | 0 | 0 | 0.044428 | 4.6103e-08 | 0.074372 | 0.015022 | 0.24 | 0.70979 | 0 | 0.84162 | 0.0018729 | 0 | #DIV/0! | #DIV/0! | #DIV/0! | #DIV/0! | 0 | 0 | 0 | 0
1979-06-15 | Jun | 15 | 4:00 | 73.04 | 200 | 905.5118 | 54330.7104 | 0 | 0 | 0.044387 | 4.5978e-08 | 0.074497 | 0.014999 | 0.24 | 0.71023 | 0 | 0.8389 | 0.001876 | 0 | #DIV/0! | #DIV/0! | #DIV/0! | #DIV/0! | 0 | 0 | 0 | 0
1979-06-15 | Jun | 15 | 5:00 | 71.96 | 200 | 1023.6221 | 61417.3248 | 0 | 0 | 0.044336 | 4.5828e-08 | 0.074648 | 0.014971 | 0.24 | 0.71076 | 0 | 0.83565 | 0.0018798 | 0 | #DIV/0! | #DIV/0! | #DIV/0! | #DIV/0! | 0 | 0 | 0 | 0
1979-06-15 | Jun | 15 | 6:00 | 73.04 | 200 | 1515.7481 | 90944.8848 | 0 | 0 | 0.044387 | 4.5978e-08 | 0.074497 | 0.014999 | 0.24 | 0.71023 | 0 | 0.8389 | 0.001876 | 0 | #DIV/0! | #DIV/0! | #DIV/0! | #DIV/0! | 0 | 0 | 0 | 0
1979-06-15 | Jun | 15 | 7:00 | 75.92 | 190 | 1614.1733 | 96850.3968 | 0 | 0 | 0.04452 | 4.6378e-08 | 0.074097 | 0.015074 | 0.24 | 0.70883 | 0 | 0.84764 | 0.001866 | 0 | #DIV/0! | #DIV/0! | #DIV/0! | #DIV/0! | 0 | 0 | 0 | 0
1979-06-15 | Jun | 15 | 8:00 | 78.08 | 220 | 1614.1733 | 96850.3968 | 0 | 0 | 0.04462 | 4.6678e-08 | 0.073797 | 0.01513 | 0.24 | 0.70778 | 0 | 0.85426 | 0.0018585 | 0 | #DIV/0! | #DIV/0! | #DIV/0! | #DIV/0! | 0 | 0 | 0 | 0
1979-06-15 | Jun | 15 | 9:00 | 80.06 | 210 | 1417.3229 | 85039.3728 | 0 | 0 | 0.044712 | 4.6953e-08 | 0.073522 | 0.015182 | 0.24 | 0.70683 | 0 | 0.86038 | 0.0018516 | 0 | #DIV/0! | #DIV/0! | #DIV/0! | #DIV/0! | 0 | 0 | 0 | 0
1979-06-15 | Jun | 15 | 10:00 | 82.94 | 220 | 1732.2835 | 103937.0112 | 0 | 0 | 0.044845 | 4.7353e-08 | 0.073136 | 0.015256 | 0.24 | 0.70546 | 0 | 0.86918 | 0.0018418 | 0 | #DIV/0! | #DIV/0! | #DIV/0! | #DIV/0! | 0 | 0 | 0 | 0
1979-06-15 | Jun | 15 | 11:00 | 84.92 | 200 | 1830.7087 | 109842.5232 | 0 | 0 | 0.044937 | 4.7628e-08 | 0.072871 | 0.015308 | 0.24 | 0.70453 | 0 | 0.87529 | 0.0018351 | 0 | #DIV/0! | #DIV/0! | #DIV/0! | #DIV/0! | 0 | 0 | 0 | 0
1979-06-15 | Jun | 15 | 12:00 | 86 | 210 | 1929.1339 | 115748.0352 | 0 | 0 | 0.044987 | 4.7778e-08 | 0.072726 | 0.015336 | 0.24 | 0.70402 | 0 | 0.87864 | 0.0018315 | 0 | #DIV/0! | #DIV/0! | #DIV/0! | #DIV/0! | 0 | 0 | 0 | 0
1979-06-15 | Jun | 15 | 13:00 | 87.98 | 190 | 1830.7087 | 109842.5232 | 0 | 0 | 0.045079 | 4.8053e-08 | 0.072461 | 0.015387 | 0.24 | 0.7031 | 0 | 0.88482 | 0.0018249 | 0 | #DIV/0! | #DIV/0! | #DIV/0! | #DIV/0! | 0 | 0 | 0 | 0
1979-06-15 | Jun | 15 | 14:00 | 89.06 | 200 | 1220.4725 | 73228.3488 | 0 | 0 | 0.045129 | 4.8203e-08 | 0.072316 | 0.015416 | 0.24 | 0.7026 | 0 | 0.88821 | 0.0018213 | 0 | #DIV/0! | #DIV/0! | #DIV/0! | #DIV/0! | 0 | 0 | 0 | 0
1979-06-15 | Jun | 15 | 15:00 | 89.06 | 210 | 1122.0473 | 67322.8368 | 0 | 0 | 0.045129 | 4.8203e-08 | 0.072316 | 0.015416 | 0.24 | 0.7026 | 0 | 0.88821 | 0.0018213 | 0 | #DIV/0! | #DIV/0! | #DIV/0! | #DIV/0! | 0 | 0 | 0 | 0
1979-06-15 | Jun | 15 | 16:00 | 89.06 | 200 | 1417.3229 | 85039.3728 | 0 | 0 | 0.045129 | 4.8203e-08 | 0.072316 | 0.015416 | 0.24 | 0.7026 | 0 | 0.88821 | 0.0018213 | 0 | #DIV/0! | #DIV/0! | #DIV/0! | #DIV/0! | 0 | 0 | 0 | 0
1979-06-15 | Jun | 15 | 17:00 | 87.98 | 200 | 1830.7087 | 109842.5232 | 0 | 0 | 0.045079 | 4.8053e-08 | 0.072461 | 0.015387 | 0.24 | 0.7031 | 0 | 0.88482 | 0.0018249 | 0 | #DIV/0! | #DIV/0! | #DIV/0! | #DIV/0! | 0 | 0 | 0 | 0
1979-06-15 | Jun | 15 | 18:00 | 87.08 | 200 | 1220.4725 | 73228.3488 | 0 | 0 | 0.045037 | 4.7928e-08 | 0.072581 | 0.015364 | 0.24 | 0.70352 | 0 | 0.882 | 0.0018279 | 0 | #DIV/0! | #DIV/0! | #DIV/0! | #DIV/0! | 0 | 0 | 0 | 0
1979-06-15 | Jun | 15 | 19:00 | 84.92 | 190 | 1023.6221 | 61417.3248 | 0 | 0 | 0.044937 | 4.7628e-08 | 0.072871 | 0.015308 | 0.24 | 0.70453 | 0 | 0.87529 | 0.0018351 | 0 | #DIV/0! | #DIV/0! | #DIV/0! | #DIV/0! | 0 | 0 | 0 | 0
1979-06-15 | Jun | 15 | 20:00 | 82.94 | 200 | 1122.0473 | 67322.8368 | 0 | 0 | 0.044845 | 4.7353e-08 | 0.073136 | 0.015256 | 0.24 | 0.70546 | 0 | 0.86918 | 0.0018418 | 0 | #DIV/0! | #DIV/0! | #DIV/0! | #DIV/0! | 0 | 0 | 0 | 0
1979-06-15 | Jun | 15 | 21:00 | 80.96 | 210 | 1122.0473 | 67322.8368 | 0 | 0 | 0.044753 | 4.7078e-08 | 0.073401 | 0.015205 | 0.24 | 0.7064 | 0 | 0.86312 | 0.0018486 | 0 | #DIV/0! | #DIV/0! | #DIV/0! | #DIV/0! | 0 | 0 | 0 | 0
1979-06-15 | Jun | 15 | 22:00 | 78.98 | 210 | 1417.3229 | 85039.3728 | 0 | 0 | 0.044662 | 4.6803e-08 | 0.073672 | 0.015153 | 0.24 | 0.70735 | 0 | 0.85704 | 0.0018554 | 0 | #DIV/0! | #DIV/0! | #DIV/0! | #DIV/0! | 0 | 0 | 0 | 0
1979-06-15 | Jun | 15 | 23:00 | 78.08 | 210 | 1220.4725 | 73228.3488 | 0 | 0 | 0.04462 | 4.6678e-08 | 0.073797 | 0.01513 | 0.24 | 0.70778 | 0 | 0.85426 | 0.0018585 | 0 | #DIV/0! | #DIV/0! | #DIV/0! | #DIV/0! | 0 | 0 | 0 | 0
1979-06-15 | Jun | 15 | 24:00 | 77 | 220 | 1220.4725 | 73228.3488 | 0 | 0 | 0.04457 | 4.6528e-08 | 0.073947 | 0.015102 | 0.24 | 0.7083 | 0 | 0.85095 | 0.0018622 | 0 | #DIV/0! | #DIV/0! | #DIV/0! | #DIV/0! | 0 | 0 | 0 | 0
1979-06-16 | Jun | 16 | 1:00 | 75.02 | 200 | 1122.0473 | 67322.8368 | 0 | 0 | 0.044478 | 4.6253e-08 | 0.074222 | 0.015051 | 0.24 | 0.70926 | 0 | 0.8449 | 0.0018691 | 0 | #DIV/0! | #DIV/0! | #DIV/0! | #DIV/0! | 0 | 0 | 0 | 0
1979-06-16 | Jun | 16 | 2:00 | 73.94 | 200 | 1023.6221 | 61417.3248 | 0 | 0 | 0.044428 | 4.6103e-08 | 0.074372 | 0.015022 | 0.24 | 0.70979 | 0 | 0.84162 | 0.0018729 | 0 | #DIV/0! | #DIV/0! | #DIV/0! | #DIV/0! | 0 | 0 | 0 | 0
1979-06-16 | Jun | 16 | 3:00 | 71.96 | 200 | 905.5118 | 54330.7104 | 0 | 0 | 0.044336 | 4.5828e-08 | 0.074648 | 0.014971 | 0.24 | 0.71076 | 0 | 0.83565 | 0.0018798 | 0 | #DIV/0! | #DIV/0! | #DIV/0! | #DIV/0! | 0 | 0 | 0 | 0
1979-06-16 | Jun | 16 | 4:00 | 71.06 | 190 | 905.5118 | 54330.7104 | 0 | 0 | 0.044295 | 4.5703e-08 | 0.074773 | 0.014948 | 0.24 | 0.7112 | 0 | 0.83294 | 0.001883 | 0 | #DIV/0! | #DIV/0! | #DIV/0! | #DIV/0! | 0 | 0 | 0 | 0
1979-06-16 | Jun | 16 | 5:00 | 69.08 | 180 | 807.0866 | 48425.1984 | 0 | 0 | 0.044171 | 4.5402e-08 | 0.075052 | 0.014896 | 0.24 | 0.71167 | 0 | 0.82698 | 0.0018901 | 0 | #DIV/0! | #DIV/0! | #DIV/0! | #DIV/0! | 0 | 0 | 0 | 0
1979-06-16 | Jun | 16 | 6:00 | 71.06 | 180 | 807.0866 | 48425.1984 | 0 | 0 | 0.044295 | 4.5703e-08 | 0.074773 | 0.014948 | 0.24 | 0.7112 | 0 | 0.83294 | 0.001883 | 0 | #DIV/0! | #DIV/0! | #DIV/0! | #DIV/0! | 0 | 0 | 0 | 0
1979-06-16 | Jun | 16 | 7:00 | 75.02 | 180 | 807.0866 | 48425.1984 | 0 | 0 | 0.044478 | 4.6253e-08 | 0.074222 | 0.015051 | 0.24 | 0.70926 | 0 | 0.8449 | 0.0018691 | 0 | #DIV/0! | #DIV/0! | #DIV/0! | #DIV/0! | 0 | 0 | 0 | 0
1979-06-16 | Jun | 16 | 8:00 | 77 | 200 | 1122.0473 | 67322.8368 | 0 | 0 | 0.04457 | 4.6528e-08 | 0.073947 | 0.015102 | 0.24 | 0.7083 | 0 | 0.85095 | 0.0018622 | 0 | #DIV/0! | #DIV/0! | #DIV/0! | #DIV/0! | 0 | 0 | 0 | 0
1979-06-16 | Jun | 16 | 9:00 | 80.06 | 190 | 1122.0473 | 67322.8368 | 0 | 0 | 0.044712 | 4.6953e-08 | 0.073522 | 0.015182 | 0.24 | 0.70683 | 0 | 0.86038 | 0.0018516 | 0 | #DIV/0! | #DIV/0! | #DIV/0! | #DIV/0! | 0 | 0 | 0 | 0
1979-06-16 | Jun | 16 | 10:00 | 82.04 | 190 | 1614.1733 | 96850.3968 | 0 | 0 | 0.044804 | 4.7228e-08 | 0.073257 | 0.015233 | 0.24 | 0.70589 | 0 | 0.86642 | 0.0018449 | 0 | #DIV/0! | #DIV/0! | #DIV/0! | #DIV/0! | 0 | 0 | 0 | 0
1979-06-16 | Jun | 16 | 11:00 | 84.02 | 190 | 1417.3229 | 85039.3728 | 0 | 0 | 0.044895 | 4.7503e-08 | 0.072991 | 0.015285 | 0.24 | 0.70495 | 0 | 0.87251 | 0.0018382 | 0 | #DIV/0! | #DIV/0! | #DIV/0! | #DIV/0! | 0 | 0 | 0 | 0
1979-06-16 | Jun | 16 | 12:00 | 86 | 180 | 1318.8977 | 79133.8608 | 0 | 0 | 0.044987 | 4.7778e-08 | 0.072726 | 0.015336 | 0.24 | 0.70402 | 0 | 0.87864 | 0.0018315 | 0 | #DIV/0! | #DIV/0! | #DIV/0! | #DIV/0! | 0 | 0 | 0 | 0
1979-06-16 | Jun | 16 | 13:00 | 87.08 | 180 | 1417.3229 | 85039.3728 | 0 | 0 | 0.045037 | 4.7928e-08 | 0.072581 | 0.015364 | 0.24 | 0.70352 | 0 | 0.882 | 0.0018279 | 0 | #DIV/0! | #DIV/0! | #DIV/0! | #DIV/0! | 0 | 0 | 0 | 0
1979-06-16 | Jun | 16 | 14:00 | 87.98 | 180 | 1830.7087 | 109842.5232 | 0 | 0 | 0.045079 | 4.8053e-08 | 0.072461 | 0.015387 | 0.24 | 0.7031 | 0 | 0.88482 | 0.0018249 | 0 | #DIV/0! | #DIV/0! | #DIV/0! | #DIV/0! | 0 | 0 | 0 | 0
1979-06-16 | Jun | 16 | 15:00 | 87.98 | 190 | 1515.7481 | 90944.8848 | 0 | 0 | 0.045079 | 4.8053e-08 | 0.072461 | 0.015387 | 0.24 | 0.7031 | 0 | 0.88482 | 0.0018249 | 0 | #DIV/0! | #DIV/0! | #DIV/0! | #DIV/0! | 0 | 0 | 0 | 0
1979-06-16 | Jun | 16 | 16:00 | 87.98 | 180 | 1417.3229 | 85039.3728 | 0 | 0 | 0.045079 | 4.8053e-08 | 0.072461 | 0.015387 | 0.24 | 0.7031 | 0 | 0.88482 | 0.0018249 | 0 | #DIV/0! | #DIV/0! | #DIV/0! | #DIV/0! | 0 | 0 | 0 | 0
1979-06-16 | Jun | 16 | 17:00 | 87.08 | 190 | 1417.3229 | 85039.3728 | 0 | 0 | 0.045037 | 4.7928e-08 | 0.072581 | 0.015364 | 0.24 | 0.70352 | 0 | 0.882 | 0.0018279 | 0 | #DIV/0! | #DIV/0! | #DIV/0! | #DIV/0! | 0 | 0 | 0 | 0
1979-06-16 | Jun | 16 | 18:00 | 86 | 180 | 1417.3229 | 85039.3728 | 0 | 0 | 0.044987 | 4.7778e-08 | 0.072726 | 0.015336 | 0.24 | 0.70402 | 0 | 0.87864 | 0.0018315 | 0 | #DIV/0! | #DIV/0! | #DIV/0! | #DIV/0! | 0 | 0 | 0 | 0
1979-06-16 | Jun | 16 | 19:00 | 84.92 | 170 | 1515.7481 | 90944.8848 | 0 | 0 | 0.044937 | 4.7628e-08 | 0.072871 | 0.015308 | 0.24 | 0.70453 | 0 | 0.87529 | 0.0018351 | 0 | #DIV/0! | #DIV/0! | #DIV/0! | #DIV/0! | 0 | 0 | 0 | 0
1979-06-16 | Jun | 16 | 20:00 | 82.94 | 190 | 1220.4725 | 73228.3488 | 0 | 0 | 0.044845 | 4.7353e-08 | 0.073136 | 0.015256 | 0.24 | 0.70546 | 0 | 0.86918 | 0.0018418 | 0 | #DIV/0! | #DIV/0! | #DIV/0! | #DIV/0! | 0 | 0 | 0 | 0
1979-06-16 | Jun | 16 | 21:00 | 82.04 | 200 | 1417.3229 | 85039.3728 | 0 | 0 | 0.044804 | 4.7228e-08 | 0.073257 | 0.015233 | 0.24 | 0.70589 | 0 | 0.86642 | 0.0018449 | 0 | #DIV/0! | #DIV/0! | #DIV/0! | #DIV/0! | 0 | 0 | 0 | 0
1979-06-16 | Jun | 16 | 22:00 | 82.04 | 200 | 1830.7087 | 109842.5232 | 0 | 0 | 0.044804 | 4.7228e-08 | 0.073257 | 0.015233 | 0.24 | 0.70589 | 0 | 0.86642 | 0.0018449 | 0 | #DIV/0! | #DIV/0! | #DIV/0! | #DIV/0! | 0 | 0 | 0 | 0
1979-06-16 | Jun | 16 | 23:00 | 80.06 | 210 | 1417.3229 | 85039.3728 | 0 | 0 | 0.044712 | 4.6953e-08 | 0.073522 | 0.015182 | 0.24 | 0.70683 | 0 | 0.86038 | 0.0018516 | 0 | #DIV/0! | #DIV/0! | #DIV/0! | #DIV/0! | 0 | 0 | 0 | 0
1979-06-16 | Jun | 16 | 24:00 | 78.08 | 200 | 1220.4725 | 73228.3488 | 0 | 0 | 0.04462 | 4.6678e-08 | 0.073797 | 0.01513 | 0.24 | 0.70778 | 0 | 0.85426 | 0.0018585 | 0 | #DIV/0! | #DIV/0! | #DIV/0! | #DIV/0! | 0 | 0 | 0 | 0
1979-06-17 | Jun | 17 | 1:00 | 77 | 210 | 1220.4725 | 73228.3488 | 0 | 0 | 0.04457 | 4.6528e-08 | 0.073947 | 0.015102 | 0.24 | 0.7083 | 0 | 0.85095 | 0.0018622 | 0 | #DIV/0! | #DIV/0! | #DIV/0! | #DIV/0! | 0 | 0 | 0 | 0
1979-06-17 | Jun | 17 | 2:00 | 75.92 | 220 | 1122.0473 | 67322.8368 | 0 | 0 | 0.04452 | 4.6378e-08 | 0.074097 | 0.015074 | 0.24 | 0.70883 | 0 | 0.84764 | 0.001866 | 0 | #DIV/0! | #DIV/0! | #DIV/0! | #DIV/0! | 0 | 0 | 0 | 0
1979-06-17 | Jun | 17 | 3:00 | 75.02 | 200 | 1122.0473 | 67322.8368 | 0 | 0 | 0.044478 | 4.6253e-08 | 0.074222 | 0.015051 | 0.24 | 0.70926 | 0 | 0.8449 | 0.0018691 | 0 | #DIV/0! | #DIV/0! | #DIV/0! | #DIV/0! | 0 | 0 | 0 | 0
1979-06-17 | Jun | 17 | 4:00 | 73.94 | 210 | 1220.4725 | 73228.3488 | 0 | 0 | 0.044428 | 4.6103e-08 | 0.074372 | 0.015022 | 0.24 | 0.70979 | 0 | 0.84162 | 0.0018729 | 0 | #DIV/0! | #DIV/0! | #DIV/0! | #DIV/0! | 0 | 0 | 0 | 0
1979-06-17 | Jun | 17 | 5:00 | 73.94 | 220 | 807.0866 | 48425.1984 | 0 | 0 | 0.044428 | 4.6103e-08 | 0.074372 | 0.015022 | 0.24 | 0.70979 | 0 | 0.84162 | 0.0018729 | 0 | #DIV/0! | #DIV/0! | #DIV/0! | #DIV/0! | 0 | 0 | 0 | 0
1979-06-17 | Jun | 17 | 6:00 | 73.94 | 270 | 905.5118 | 54330.7104 | 0 | 0 | 0.044428 | 4.6103e-08 | 0.074372 | 0.015022 | 0.24 | 0.70979 | 0 | 0.84162 | 0.0018729 | 0 | #DIV/0! | #DIV/0! | #DIV/0! | #DIV/0! | 0 | 0 | 0 | 0
1979-06-17 | Jun | 17 | 7:00 | 71.96 | 290 | 905.5118 | 54330.7104 | 0 | 0 | 0.044336 | 4.5828e-08 | 0.074648 | 0.014971 | 0.24 | 0.71076 | 0 | 0.83565 | 0.0018798 | 0 | #DIV/0! | #DIV/0! | #DIV/0! | #DIV/0! | 0 | 0 | 0 | 0
1979-06-17 | Jun | 17 | 8:00 | 73.94 | 300 | 1023.6221 | 61417.3248 | 0 | 0 | 0.044428 | 4.6103e-08 | 0.074372 | 0.015022 | 0.24 | 0.70979 | 0 | 0.84162 | 0.0018729 | 0 | #DIV/0! | #DIV/0! | #DIV/0! | #DIV/0! | 0 | 0 | 0 | 0
1979-06-17 | Jun | 17 | 9:00 | 73.94 | 10 | 1220.4725 | 73228.3488 | 0 | 0 | 0.044428 | 4.6103e-08 | 0.074372 | 0.015022 | 0.24 | 0.70979 | 0 | 0.84162 | 0.0018729 | 0 | #DIV/0! | #DIV/0! | #DIV/0! | #DIV/0! | 0 | 0 | 0 | 0
1979-06-17 | Jun | 17 | 10:00 | 68 | 40 | 1318.8977 | 79133.8608 | 0 | 0 | 0.044084 | 4.5222e-08 | 0.075208 | 0.014868 | 0.24 | 0.7116 | 0 | 0.82372 | 0.0018939 | 0 | #DIV/0! | #DIV/0! | #DIV/0! | #DIV/0! | 0 | 0 | 0 | 0
1979-06-17 | Jun | 17 | 11:00 | 69.98 | 10 | 1023.6221 | 61417.3248 | 0 | 0 | 0.044244 | 4.5552e-08 | 0.074923 | 0.014919 | 0.24 | 0.71173 | 0 | 0.82971 | 0.0018869 | 0 | #DIV/0! | #DIV/0! | #DIV/0! | #DIV/0! | 0 | 0 | 0 | 0
1979-06-17 | Jun | 17 | 12:00 | 69.98 | 30 | 1220.4725 | 73228.3488 | 0 | 0 | 0.044244 | 4.5552e-08 | 0.074923 | 0.014919 | 0.24 | 0.71173 | 0 | 0.82971 | 0.0018869 | 0 | #DIV/0! | #DIV/0! | #DIV/0! | #DIV/0! | 0 | 0 | 0 | 0
1979-06-17 | Jun | 17 | 13:00 | 69.98 | 20 | 1318.8977 | 79133.8608 | 0 | 0 | 0.044244 | 4.5552e-08 | 0.074923 | 0.014919 | 0.24 | 0.71173 | 0 | 0.82971 | 0.0018869 | 0 | #DIV/0! | #DIV/0! | #DIV/0! | #DIV/0! | 0 | 0 | 0 | 0
1979-06-17 | Jun | 17 | 14:00 | 71.96 | 30 | 1023.6221 | 61417.3248 | 0 | 0 | 0.044336 | 4.5828e-08 | 0.074648 | 0.014971 | 0.24 | 0.71076 | 0 | 0.83565 | 0.0018798 | 0 | #DIV/0! | #DIV/0! | #DIV/0! | #DIV/0! | 0 | 0 | 0 | 0
1979-06-17 | Jun | 17 | 15:00 | 71.06 | 20 | 1220.4725 | 73228.3488 | 0 | 0 | 0.044295 | 4.5703e-08 | 0.074773 | 0.014948 | 0.24 | 0.7112 | 0 | 0.83294 | 0.001883 | 0 | #DIV/0! | #DIV/0! | #DIV/0! | #DIV/0! | 0 | 0 | 0 | 0
1979-06-17 | Jun | 17 | 16:00 | 69.08 | 30 | 1220.4725 | 73228.3488 | 0 | 0 | 0.044171 | 4.5402e-08 | 0.075052 | 0.014896 | 0.24 | 0.71167 | 0 | 0.82698 | 0.0018901 | 0 | #DIV/0! | #DIV/0! | #DIV/0! | #DIV/0! | 0 | 0 | 0 | 0
1979-06-17 | Jun | 17 | 17:00 | 66.02 | 40 | 1515.7481 | 90944.8848 | 0 | 0 | 0.043923 | 4.4892e-08 | 0.075493 | 0.014817 | 0.24 | 0.71147 | 0 | 0.81776 | 0.0019011 | 0 | #DIV/0! | #DIV/0! | #DIV/0! | #DIV/0! | 0 | 0 | 0 | 0
1979-06-17 | Jun | 17 | 18:00 | 64.94 | 30 | 1220.4725 | 73228.3488 | 0 | 0 | 0.043835 | 4.4712e-08 | 0.075649 | 0.014788 | 0.24 | 0.7114 | 0 | 0.81454 | 0.001905 | 0 | #DIV/0! | #DIV/0! | #DIV/0! | #DIV/0! | 0 | 0 | 0 | 0
1979-06-17 | Jun | 17 | 19:00 | 62.06 | 20 | 1220.4725 | 73228.3488 | 0 | 0 | 0.043602 | 4.4232e-08 | 0.076063 | 0.014714 | 0.24 | 0.71121 | 0 | 0.80599 | 0.0019155 | 0 | #DIV/0! | #DIV/0! | #DIV/0! | #DIV/0! | 0 | 0 | 0 | 0
1979-06-17 | Jun | 17 | 20:00 | 60.08 | 10 | 1220.4725 | 73228.3488 | 0 | 0 | 0.043441 | 4.3902e-08 | 0.076348 | 0.014662 | 0.24 | 0.71108 | 0 | 0.80017 | 0.0019228 | 0 | #DIV/0! | #DIV/0! | #DIV/0! | #DIV/0! | 0 | 0 | 0 | 0
1979-06-17 | Jun | 17 | 21:00 | 60.08 | 20 | 807.0866 | 48425.1984 | 0 | 0 | 0.043441 | 4.3902e-08 | 0.076348 | 0.014662 | 0.24 | 0.71108 | 0 | 0.80017 | 0.0019228 | 0 | #DIV/0! | #DIV/0! | #DIV/0! | #DIV/0! | 0 | 0 | 0 | 0
1979-06-17 | Jun | 17 | 22:00 | 60.08 | 20 | 905.5118 | 54330.7104 | 0 | 0 | 0.043441 | 4.3902e-08 | 0.076348 | 0.014662 | 0.24 | 0.71108 | 0 | 0.80017 | 0.0019228 | 0 | #DIV/0! | #DIV/0! | #DIV/0! | #DIV/0! | 0 | 0 | 0 | 0
1979-06-17 | Jun | 17 | 23:00 | 60.08 | 40 | 1220.4725 | 73228.3488 | 0 | 0 | 0.043441 | 4.3902e-08 | 0.076348 | 0.014662 | 0.24 | 0.71108 | 0 | 0.80017 | 0.0019228 | 0 | #DIV/0! | #DIV/0! | #DIV/0! | #DIV/0! | 0 | 0 | 0 | 0
1979-06-17 | Jun | 17 | 24:00 | 59 | 40 | 1122.0473 | 67322.8368 | 0 | 0 | 0.043354 | 4.3722e-08 | 0.07651 | 0.014634 | 0.24 | 0.71101 | 0 | 0.79695 | 0.0019268 | 0 | #DIV/0! | #DIV/0! | #DIV/0! | #DIV/0! | 0 | 0 | 0 | 0
1979-06-18 | Jun | 18 | 1:00 | 59 | 50 | 1122.0473 | 67322.8368 | 0 | 0 | 0.043354 | 4.3722e-08 | 0.07651 | 0.014634 | 0.24 | 0.71101 | 0 | 0.79695 | 0.0019268 | 0 | #DIV/0! | #DIV/0! | #DIV/0! | #DIV/0! | 0 | 0 | 0 | 0
1979-06-18 | Jun | 18 | 2:00 | 57.02 | 50 | 708.6614 | 42519.6864 | 0 | 0 | 0.043193 | 4.3392e-08 | 0.076807 | 0.014583 | 0.24 | 0.71088 | 0 | 0.79108 | 0.0019342 | 0 | #DIV/0! | #DIV/0! | #DIV/0! | #DIV/0! | 0 | 0 | 0 | 0
1979-06-18 | Jun | 18 | 3:00 | 55.94 | 60 | 905.5118 | 54330.7104 | 0 | 0 | 0.043106 | 4.3212e-08 | 0.076969 | 0.014554 | 0.24 | 0.71081 | 0 | 0.7879 | 0.0019382 | 0 | #DIV/0! | #DIV/0! | #DIV/0! | #DIV/0! | 0 | 0 | 0 | 0
1979-06-18 | Jun | 18 | 4:00 | 55.94 | 110 | 1122.0473 | 67322.8368 | 0 | 0 | 0.043106 | 4.3212e-08 | 0.076969 | 0.014554 | 0.24 | 0.71081 | 0 | 0.7879 | 0.0019382 | 0 | #DIV/0! | #DIV/0! | #DIV/0! | #DIV/0! | 0 | 0 | 0 | 0
1979-06-18 | Jun | 18 | 5:00 | 55.94 | 30 | 1023.6221 | 61417.3248 | 0 | 0 | 0.043106 | 4.3212e-08 | 0.076969 | 0.014554 | 0.24 | 0.71081 | 0 | 0.7879 | 0.0019382 | 0 | #DIV/0! | #DIV/0! | #DIV/0! | #DIV/0! | 0 | 0 | 0 | 0
1979-06-18 | Jun | 18 | 6:00 | 55.94 | 40 | 1220.4725 | 73228.3488 | 0 | 0 | 0.043106 | 4.3212e-08 | 0.076969 | 0.014554 | 0.24 | 0.71081 | 0 | 0.7879 | 0.0019382 | 0 | #DIV/0! | #DIV/0! | #DIV/0! | #DIV/0! | 0 | 0 | 0 | 0
1979-06-18 | Jun | 18 | 7:00 | 57.92 | 70 | 1220.4725 | 73228.3488 | 0 | 0 | 0.043266 | 4.3542e-08 | 0.076672 | 0.014606 | 0.24 | 0.71094 | 0 | 0.79374 | 0.0019308 | 0 | #DIV/0! | #DIV/0! | #DIV/0! | #DIV/0! | 0 | 0 | 0 | 0
1979-06-18 | Jun | 18 | 8:00 | 60.98 | 60 | 1515.7481 | 90944.8848 | 0 | 0 | 0.043514 | 4.4052e-08 | 0.076219 | 0.014685 | 0.24 | 0.71114 | 0 | 0.80281 | 0.0019195 | 0 | #DIV/0! | #DIV/0! | #DIV/0! | #DIV/0! | 0 | 0 | 0 | 0
1979-06-18 | Jun | 18 | 9:00 | 62.06 | 60 | 1122.0473 | 67322.8368 | 0 | 0 | 0.043602 | 4.4232e-08 | 0.076063 | 0.014714 | 0.24 | 0.71121 | 0 | 0.80599 | 0.0019155 | 0 | #DIV/0! | #DIV/0! | #DIV/0! | #DIV/0! | 0 | 0 | 0 | 0
1979-06-18 | Jun | 18 | 10:00 | 62.96 | 60 | 1023.6221 | 61417.3248 | 0 | 0 | 0.043675 | 4.4382e-08 | 0.075934 | 0.014737 | 0.24 | 0.71127 | 0 | 0.80865 | 0.0019122 | 0 | #DIV/0! | #DIV/0! | #DIV/0! | #DIV/0! | 0 | 0 | 0 | 0
1979-06-18 | Jun | 18 | 11:00 | 60.98 | 40 | 1023.6221 | 61417.3248 | 0 | 0 | 0.043514 | 4.4052e-08 | 0.076219 | 0.014685 | 0.24 | 0.71114 | 0 | 0.80281 | 0.0019195 | 0 | #DIV/0! | #DIV/0! | #DIV/0! | #DIV/0! | 0 | 0 | 0 | 0
1979-06-18 | Jun | 18 | 12:00 | 59 | 50 | 807.0866 | 48425.1984 | 0 | 0 | 0.043354 | 4.3722e-08 | 0.07651 | 0.014634 | 0.24 | 0.71101 | 0 | 0.79695 | 0.0019268 | 0 | #DIV/0! | #DIV/0! | #DIV/0! | #DIV/0! | 0 | 0 | 0 | 0
1979-06-18 | Jun | 18 | 13:00 | 60.08 | 50 | 1318.8977 | 79133.8608 | 0 | 0 | 0.043441 | 4.3902e-08 | 0.076348 | 0.014662 | 0.24 | 0.71108 | 0 | 0.80017 | 0.0019228 | 0 | #DIV/0! | #DIV/0! | #DIV/0! | #DIV/0! | 0 | 0 | 0 | 0
1979-06-18 | Jun | 18 | 14:00 | 62.96 | 30 | 1318.8977 | 79133.8608 | 0 | 0 | 0.043675 | 4.4382e-08 | 0.075934 | 0.014737 | 0.24 | 0.71127 | 0 | 0.80865 | 0.0019122 | 0 | #DIV/0! | #DIV/0! | #DIV/0! | #DIV/0! | 0 | 0 | 0 | 0
1979-06-18 | Jun | 18 | 15:00 | 64.94 | 50 | 1220.4725 | 73228.3488 | 0 | 0 | 0.043835 | 4.4712e-08 | 0.075649 | 0.014788 | 0.24 | 0.7114 | 0 | 0.81454 | 0.001905 | 0 | #DIV/0! | #DIV/0! | #DIV/0! | #DIV/0! | 0 | 0 | 0 | 0
1979-06-18 | Jun | 18 | 16:00 | 66.02 | 20 | 1023.6221 | 61417.3248 | 0 | 0 | 0.043923 | 4.4892e-08 | 0.075493 | 0.014817 | 0.24 | 0.71147 | 0 | 0.81776 | 0.0019011 | 0 | #DIV/0! | #DIV/0! | #DIV/0! | #DIV/0! | 0 | 0 | 0 | 0
1979-06-18 | Jun | 18 | 17:00 | 64.94 | 40 | 1220.4725 | 73228.3488 | 0 | 0 | 0.043835 | 4.4712e-08 | 0.075649 | 0.014788 | 0.24 | 0.7114 | 0 | 0.81454 | 0.001905 | 0 | #DIV/0! | #DIV/0! | #DIV/0! | #DIV/0! | 0 | 0 | 0 | 0
1979-06-18 | Jun | 18 | 18:00 | 62.96 | 40 | 1122.0473 | 67322.8368 | 0 | 0 | 0.043675 | 4.4382e-08 | 0.075934 | 0.014737 | 0.24 | 0.71127 | 0 | 0.80865 | 0.0019122 | 0 | #DIV/0! | #DIV/0! | #DIV/0! | #DIV/0! | 0 | 0 | 0 | 0
1979-06-18 | Jun | 18 | 19:00 | 60.08 | 30 | 1122.0473 | 67322.8368 | 0 | 0 | 0.043441 | 4.3902e-08 | 0.076348 | 0.014662 | 0.24 | 0.71108 | 0 | 0.80017 | 0.0019228 | 0 | #DIV/0! | #DIV/0! | #DIV/0! | #DIV/0! | 0 | 0 | 0 | 0
1979-06-18 | Jun | 18 | 20:00 | 57.02 | 30 | 708.6614 | 42519.6864 | 0 | 0 | 0.043193 | 4.3392e-08 | 0.076807 | 0.014583 | 0.24 | 0.71088 | 0 | 0.79108 | 0.0019342 | 0 | #DIV/0! | #DIV/0! | #DIV/0! | #DIV/0! | 0 | 0 | 0 | 0
1979-06-18 | Jun | 18 | 21:00 | 55.94 | 30 | 1023.6221 | 61417.3248 | 0 | 0 | 0.043106 | 4.3212e-08 | 0.076969 | 0.014554 | 0.24 | 0.71081 | 0 | 0.7879 | 0.0019382 | 0 | #DIV/0! | #DIV/0! | #DIV/0! | #DIV/0! | 0 | 0 | 0 | 0
1979-06-18 | Jun | 18 | 22:00 | 55.94 | 50 | 610.2362 | 36614.1744 | 0 | 0 | 0.043106 | 4.3212e-08 | 0.076969 | 0.014554 | 0.24 | 0.71081 | 0 | 0.7879 | 0.0019382 | 0 | #DIV/0! | #DIV/0! | #DIV/0! | #DIV/0! | 0 | 0 | 0 | 0
1979-06-18 | Jun | 18 | 23:00 | 57.02 | 40 | 610.2362 | 36614.1744 | 0 | 0 | 0.043193 | 4.3392e-08 | 0.076807 | 0.014583 | 0.24 | 0.71088 | 0 | 0.79108 | 0.0019342 | 0 | #DIV/0! | #DIV/0! | #DIV/0! | #DIV/0! | 0 | 0 | 0 | 0
1979-06-18 | Jun | 18 | 24:00 | 57.02 | 30 | 708.6614 | 42519.6864 | 0 | 0 | 0.043193 | 4.3392e-08 | 0.076807 | 0.014583 | 0.24 | 0.71088 | 0 | 0.79108 | 0.0019342 | 0 | #DIV/0! | #DIV/0! | #DIV/0! | #DIV/0! | 0 | 0 | 0 | 0
1979-06-19 | Jun | 19 | 1:00 | 57.92 | 40 | 511.811 | 30708.6624 | 0 | 0 | 0.043266 | 4.3542e-08 | 0.076672 | 0.014606 | 0.24 | 0.71094 | 0 | 0.79374 | 0.0019308 | 0 | #DIV/0! | #DIV/0! | #DIV/0! | #DIV/0! | 0 | 0 | 0 | 0
1979-06-19 | Jun | 19 | 2:00 | 62.06 | 70 | 708.6614 | 42519.6864 | 0 | 0 | 0.043602 | 4.4232e-08 | 0.076063 | 0.014714 | 0.24 | 0.71121 | 0 | 0.80599 | 0.0019155 | 0 | #DIV/0! | #DIV/0! | #DIV/0! | #DIV/0! | 0 | 0 | 0 | 0
1979-06-19 | Jun | 19 | 3:00 | 62.06 | 50 | 1023.6221 | 61417.3248 | 0 | 0 | 0.043602 | 4.4232e-08 | 0.076063 | 0.014714 | 0.24 | 0.71121 | 0 | 0.80599 | 0.0019155 | 0 | #DIV/0! | #DIV/0! | #DIV/0! | #DIV/0! | 0 | 0 | 0 | 0
1979-06-19 | Jun | 19 | 4:00 | 62.06 | 100 | 1023.6221 | 61417.3248 | 0 | 0 | 0.043602 | 4.4232e-08 | 0.076063 | 0.014714 | 0.24 | 0.71121 | 0 | 0.80599 | 0.0019155 | 0 | #DIV/0! | #DIV/0! | #DIV/0! | #DIV/0! | 0 | 0 | 0 | 0
1979-06-19 | Jun | 19 | 5:00 | 62.96 | 120 | 905.5118 | 54330.7104 | 0 | 0 | 0.043675 | 4.4382e-08 | 0.075934 | 0.014737 | 0.24 | 0.71127 | 0 | 0.80865 | 0.0019122 | 0 | #DIV/0! | #DIV/0! | #DIV/0! | #DIV/0! | 0 | 0 | 0 | 0
1979-06-19 | Jun | 19 | 6:00 | 64.04 | 110 | 1220.4725 | 73228.3488 | 0 | 0 | 0.043762 | 4.4562e-08 | 0.075778 | 0.014765 | 0.24 | 0.71134 | 0 | 0.81186 | 0.0019083 | 0 | #DIV/0! | #DIV/0! | #DIV/0! | #DIV/0! | 0 | 0 | 0 | 0
1979-06-19 | Jun | 19 | 7:00 | 64.94 | 120 | 1220.4725 | 73228.3488 | 0 | 0 | 0.043835 | 4.4712e-08 | 0.075649 | 0.014788 | 0.24 | 0.7114 | 0 | 0.81454 | 0.001905 | 0 | #DIV/0! | #DIV/0! | #DIV/0! | #DIV/0! | 0 | 0 | 0 | 0
1979-06-19 | Jun | 19 | 8:00 | 69.08 | 120 | 1023.6221 | 61417.3248 | 0 | 0 | 0.044171 | 4.5402e-08 | 0.075052 | 0.014896 | 0.24 | 0.71167 | 0 | 0.82698 | 0.0018901 | 0 | #DIV/0! | #DIV/0! | #DIV/0! | #DIV/0! | 0 | 0 | 0 | 0
1979-06-19 | Jun | 19 | 9:00 | 71.96 | 110 | 1220.4725 | 73228.3488 | 0 | 0 | 0.044336 | 4.5828e-08 | 0.074648 | 0.014971 | 0.24 | 0.71076 | 0 | 0.83565 | 0.0018798 | 0 | #DIV/0! | #DIV/0! | #DIV/0! | #DIV/0! | 0 | 0 | 0 | 0
1979-06-19 | Jun | 19 | 10:00 | 75.02 | 100 | 1318.8977 | 79133.8608 | 0 | 0 | 0.044478 | 4.6253e-08 | 0.074222 | 0.015051 | 0.24 | 0.70926 | 0 | 0.8449 | 0.0018691 | 0 | #DIV/0! | #DIV/0! | #DIV/0! | #DIV/0! | 0 | 0 | 0 | 0
1979-06-19 | Jun | 19 | 11:00 | 73.04 | 120 | 1417.3229 | 85039.3728 | 0 | 0 | 0.044387 | 4.5978e-08 | 0.074497 | 0.014999 | 0.24 | 0.71023 | 0 | 0.8389 | 0.001876 | 0 | #DIV/0! | #DIV/0! | #DIV/0! | #DIV/0! | 0 | 0 | 0 | 0
1979-06-19 | Jun | 19 | 12:00 | 75.92 | 100 | 1220.4725 | 73228.3488 | 0 | 0 | 0.04452 | 4.6378e-08 | 0.074097 | 0.015074 | 0.24 | 0.70883 | 0 | 0.84764 | 0.001866 | 0 | #DIV/0! | #DIV/0! | #DIV/0! | #DIV/0! | 0 | 0 | 0 | 0
1979-06-19 | Jun | 19 | 13:00 | 80.96 | 140 | 1515.7481 | 90944.8848 | 0 | 0 | 0.044753 | 4.7078e-08 | 0.073401 | 0.015205 | 0.24 | 0.7064 | 0 | 0.86312 | 0.0018486 | 0 | #DIV/0! | #DIV/0! | #DIV/0! | #DIV/0! | 0 | 0 | 0 | 0
1979-06-19 | Jun | 19 | 14:00 | 82.04 | 150 | 1417.3229 | 85039.3728 | 0 | 0 | 0.044804 | 4.7228e-08 | 0.073257 | 0.015233 | 0.24 | 0.70589 | 0 | 0.86642 | 0.0018449 | 0 | #DIV/0! | #DIV/0! | #DIV/0! | #DIV/0! | 0 | 0 | 0 | 0
1979-06-19 | Jun | 19 | 15:00 | 82.94 | 130 | 1220.4725 | 73228.3488 | 0 | 0 | 0.044845 | 4.7353e-08 | 0.073136 | 0.015256 | 0.24 | 0.70546 | 0 | 0.86918 | 0.0018418 | 0 | #DIV/0! | #DIV/0! | #DIV/0! | #DIV/0! | 0 | 0 | 0 | 0
1979-06-19 | Jun | 19 | 16:00 | 84.02 | 130 | 1417.3229 | 85039.3728 | 0 | 0 | 0.044895 | 4.7503e-08 | 0.072991 | 0.015285 | 0.24 | 0.70495 | 0 | 0.87251 | 0.0018382 | 0 | #DIV/0! | #DIV/0! | #DIV/0! | #DIV/0! | 0 | 0 | 0 | 0
1979-06-19 | Jun | 19 | 17:00 | 84.02 | 130 | 1220.4725 | 73228.3488 | 0 | 0 | 0.044895 | 4.7503e-08 | 0.072991 | 0.015285 | 0.24 | 0.70495 | 0 | 0.87251 | 0.0018382 | 0 | #DIV/0! | #DIV/0! | #DIV/0! | #DIV/0! | 0 | 0 | 0 | 0
1979-06-19 | Jun | 19 | 18:00 | 82.04 | 120 | 1122.0473 | 67322.8368 | 0 | 0 | 0.044804 | 4.7228e-08 | 0.073257 | 0.015233 | 0.24 | 0.70589 | 0 | 0.86642 | 0.0018449 | 0 | #DIV/0! | #DIV/0! | #DIV/0! | #DIV/0! | 0 | 0 | 0 | 0
1979-06-19 | Jun | 19 | 19:00 | 80.06 | 110 | 1220.4725 | 73228.3488 | 0 | 0 | 0.044712 | 4.6953e-08 | 0.073522 | 0.015182 | 0.24 | 0.70683 | 0 | 0.86038 | 0.0018516 | 0 | #DIV/0! | #DIV/0! | #DIV/0! | #DIV/0! | 0 | 0 | 0 | 0
1979-06-19 | Jun | 19 | 20:00 | 78.98 | 140 | 1732.2835 | 103937.0112 | 0 | 0 | 0.044662 | 4.6803e-08 | 0.073672 | 0.015153 | 0.24 | 0.70735 | 0 | 0.85704 | 0.0018554 | 0 | #DIV/0! | #DIV/0! | #DIV/0! | #DIV/0! | 0 | 0 | 0 | 0
1979-06-19 | Jun | 19 | 21:00 | 78.08 | 150 | 1515.7481 | 90944.8848 | 0 | 0 | 0.04462 | 4.6678e-08 | 0.073797 | 0.01513 | 0.24 | 0.70778 | 0 | 0.85426 | 0.0018585 | 0 | #DIV/0! | #DIV/0! | #DIV/0! | #DIV/0! | 0 | 0 | 0 | 0
1979-06-19 | Jun | 19 | 22:00 | 78.08 | 140 | 1732.2835 | 103937.0112 | 0 | 0 | 0.04462 | 4.6678e-08 | 0.073797 | 0.01513 | 0.24 | 0.70778 | 0 | 0.85426 | 0.0018585 | 0 | #DIV/0! | #DIV/0! | #DIV/0! | #DIV/0! | 0 | 0 | 0 | 0
1979-06-19 | Jun | 19 | 23:00 | 77 | 140 | 1417.3229 | 85039.3728 | 0 | 0 | 0.04457 | 4.6528e-08 | 0.073947 | 0.015102 | 0.24 | 0.7083 | 0 | 0.85095 | 0.0018622 | 0 | #DIV/0! | #DIV/0! | #DIV/0! | #DIV/0! | 0 | 0 | 0 | 0
1979-06-19 | Jun | 19 | 24:00 | 75.92 | 140 | 1122.0473 | 67322.8368 | 0 | 0 | 0.04452 | 4.6378e-08 | 0.074097 | 0.015074 | 0.24 | 0.70883 | 0 | 0.84764 | 0.001866 | 0 | #DIV/0! | #DIV/0! | #DIV/0! | #DIV/0! | 0 | 0 | 0 | 0
1979-06-20 | Jun | 20 | 1:00 | 77 | 150 | 1417.3229 | 85039.3728 | 0 | 0 | 0.04457 | 4.6528e-08 | 0.073947 | 0.015102 | 0.24 | 0.7083 | 0 | 0.85095 | 0.0018622 | 0 | #DIV/0! | #DIV/0! | #DIV/0! | #DIV/0! | 0 | 0 | 0 | 0
1979-06-20 | Jun | 20 | 2:00 | 75.92 | 160 | 1732.2835 | 103937.0112 | 0 | 0 | 0.04452 | 4.6378e-08 | 0.074097 | 0.015074 | 0.24 | 0.70883 | 0 | 0.84764 | 0.001866 | 0 | #DIV/0! | #DIV/0! | #DIV/0! | #DIV/0! | 0 | 0 | 0 | 0
1979-06-20 | Jun | 20 | 3:00 | 75.92 | 170 | 1122.0473 | 67322.8368 | 0 | 0 | 0.04452 | 4.6378e-08 | 0.074097 | 0.015074 | 0.24 | 0.70883 | 0 | 0.84764 | 0.001866 | 0 | #DIV/0! | #DIV/0! | #DIV/0! | #DIV/0! | 0 | 0 | 0 | 0
1979-06-20 | Jun | 20 | 4:00 | 75.92 | 150 | 1417.3229 | 85039.3728 | 0 | 0 | 0.04452 | 4.6378e-08 | 0.074097 | 0.015074 | 0.24 | 0.70883 | 0 | 0.84764 | 0.001866 | 0 | #DIV/0! | #DIV/0! | #DIV/0! | #DIV/0! | 0 | 0 | 0 | 0
1979-06-20 | Jun | 20 | 5:00 | 75.92 | 170 | 1417.3229 | 85039.3728 | 0 | 0 | 0.04452 | 4.6378e-08 | 0.074097 | 0.015074 | 0.24 | 0.70883 | 0 | 0.84764 | 0.001866 | 0 | #DIV/0! | #DIV/0! | #DIV/0! | #DIV/0! | 0 | 0 | 0 | 0
1979-06-20 | Jun | 20 | 6:00 | 77 | 200 | 511.811 | 30708.6624 | 0 | 0 | 0.04457 | 4.6528e-08 | 0.073947 | 0.015102 | 0.24 | 0.7083 | 0 | 0.85095 | 0.0018622 | 0 | #DIV/0! | #DIV/0! | #DIV/0! | #DIV/0! | 0 | 0 | 0 | 0
1979-06-20 | Jun | 20 | 7:00 | 77 | 170 | 1122.0473 | 67322.8368 | 0 | 0 | 0.04457 | 4.6528e-08 | 0.073947 | 0.015102 | 0.24 | 0.7083 | 0 | 0.85095 | 0.0018622 | 0 | #DIV/0! | #DIV/0! | #DIV/0! | #DIV/0! | 0 | 0 | 0 | 0
1979-06-20 | Jun | 20 | 8:00 | 78.08 | 170 | 1417.3229 | 85039.3728 | 0 | 0 | 0.04462 | 4.6678e-08 | 0.073797 | 0.01513 | 0.24 | 0.70778 | 0 | 0.85426 | 0.0018585 | 0 | #DIV/0! | #DIV/0! | #DIV/0! | #DIV/0! | 0 | 0 | 0 | 0
1979-06-20 | Jun | 20 | 9:00 | 80.96 | 170 | 1515.7481 | 90944.8848 | 0 | 0 | 0.044753 | 4.7078e-08 | 0.073401 | 0.015205 | 0.24 | 0.7064 | 0 | 0.86312 | 0.0018486 | 0 | #DIV/0! | #DIV/0! | #DIV/0! | #DIV/0! | 0 | 0 | 0 | 0
1979-06-20 | Jun | 20 | 10:00 | 82.94 | 180 | 2027.5591 | 121653.5472 | 0 | 0 | 0.044845 | 4.7353e-08 | 0.073136 | 0.015256 | 0.24 | 0.70546 | 0 | 0.86918 | 0.0018418 | 0 | #DIV/0! | #DIV/0! | #DIV/0! | #DIV/0! | 0 | 0 | 0 | 0
1979-06-20 | Jun | 20 | 11:00 | 84.92 | 180 | 1830.7087 | 109842.5232 | 0 | 0 | 0.044937 | 4.7628e-08 | 0.072871 | 0.015308 | 0.24 | 0.70453 | 0 | 0.87529 | 0.0018351 | 0 | #DIV/0! | #DIV/0! | #DIV/0! | #DIV/0! | 0 | 0 | 0 | 0
1979-06-20 | Jun | 20 | 12:00 | 86 | 170 | 2125.9843 | 127559.0592 | 0 | 0 | 0.044987 | 4.7778e-08 | 0.072726 | 0.015336 | 0.24 | 0.70402 | 0 | 0.87864 | 0.0018315 | 0 | #DIV/0! | #DIV/0! | #DIV/0! | #DIV/0! | 0 | 0 | 0 | 0
1979-06-20 | Jun | 20 | 13:00 | 87.98 | 170 | 1929.1339 | 115748.0352 | 0 | 0 | 0.045079 | 4.8053e-08 | 0.072461 | 0.015387 | 0.24 | 0.7031 | 0 | 0.88482 | 0.0018249 | 0 | #DIV/0! | #DIV/0! | #DIV/0! | #DIV/0! | 0 | 0 | 0 | 0
1979-06-20 | Jun | 20 | 14:00 | 89.96 | 190 | 1929.1339 | 115748.0352 | 0 | 0 | 0.04517 | 4.8328e-08 | 0.072195 | 0.015439 | 0.24 | 0.70218 | 0 | 0.89104 | 0.0018183 | 0 | #DIV/0! | #DIV/0! | #DIV/0! | #DIV/0! | 0 | 0 | 0 | 0
1979-06-20 | Jun | 20 | 15:00 | 89.96 | 210 | 1732.2835 | 103937.0112 | 0 | 0 | 0.04517 | 4.8328e-08 | 0.072195 | 0.015439 | 0.24 | 0.70218 | 0 | 0.89104 | 0.0018183 | 0 | #DIV/0! | #DIV/0! | #DIV/0! | #DIV/0! | 0 | 0 | 0 | 0
1979-06-20 | Jun | 20 | 16:00 | 89.06 | 210 | 1417.3229 | 85039.3728 | 0 | 0 | 0.045129 | 4.8203e-08 | 0.072316 | 0.015416 | 0.24 | 0.7026 | 0 | 0.88821 | 0.0018213 | 0 | #DIV/0! | #DIV/0! | #DIV/0! | #DIV/0! | 0 | 0 | 0 | 0
1979-06-20 | Jun | 20 | 17:00 | 89.06 | 220 | 2224.4095 | 133464.5712 | 0 | 0 | 0.045129 | 4.8203e-08 | 0.072316 | 0.015416 | 0.24 | 0.7026 | 0 | 0.88821 | 0.0018213 | 0 | #DIV/0! | #DIV/0! | #DIV/0! | #DIV/0! | 0 | 0 | 0 | 0
1979-06-20 | Jun | 20 | 18:00 | 86 | 260 | 1614.1733 | 96850.3968 | 0 | 0 | 0.044987 | 4.7778e-08 | 0.072726 | 0.015336 | 0.24 | 0.70402 | 0 | 0.87864 | 0.0018315 | 0 | #DIV/0! | #DIV/0! | #DIV/0! | #DIV/0! | 0 | 0 | 0 | 0
1979-06-20 | Jun | 20 | 19:00 | 82.94 | 250 | 807.0866 | 48425.1984 | 0 | 0 | 0.044845 | 4.7353e-08 | 0.073136 | 0.015256 | 0.24 | 0.70546 | 0 | 0.86918 | 0.0018418 | 0 | #DIV/0! | #DIV/0! | #DIV/0! | #DIV/0! | 0 | 0 | 0 | 0
1979-06-20 | Jun | 20 | 20:00 | 78.08 | 230 | 708.6614 | 42519.6864 | 0 | 0 | 0.04462 | 4.6678e-08 | 0.073797 | 0.01513 | 0.24 | 0.70778 | 0 | 0.85426 | 0.0018585 | 0 | #DIV/0! | #DIV/0! | #DIV/0! | #DIV/0! | 0 | 0 | 0 | 0
1979-06-20 | Jun | 20 | 21:00 | 71.96 | 210 | 610.2362 | 36614.1744 | 0 | 0 | 0.044336 | 4.5828e-08 | 0.074648 | 0.014971 | 0.24 | 0.71076 | 0 | 0.83565 | 0.0018798 | 0 | #DIV/0! | #DIV/0! | #DIV/0! | #DIV/0! | 0 | 0 | 0 | 0
1979-06-20 | Jun | 20 | 22:00 | 71.06 | 230 | 807.0866 | 48425.1984 | 0 | 0 | 0.044295 | 4.5703e-08 | 0.074773 | 0.014948 | 0.24 | 0.7112 | 0 | 0.83294 | 0.001883 | 0 | #DIV/0! | #DIV/0! | #DIV/0! | #DIV/0! | 0 | 0 | 0 | 0
1979-06-20 | Jun | 20 | 23:00 | 69.08 | 220 | 807.0866 | 48425.1984 | 0 | 0 | 0.044171 | 4.5402e-08 | 0.075052 | 0.014896 | 0.24 | 0.71167 | 0 | 0.82698 | 0.0018901 | 0 | #DIV/0! | #DIV/0! | #DIV/0! | #DIV/0! | 0 | 0 | 0 | 0
1979-06-20 | Jun | 20 | 24:00 | 71.06 | 190 | 610.2362 | 36614.1744 | 0 | 0 | 0.044295 | 4.5703e-08 | 0.074773 | 0.014948 | 0.24 | 0.7112 | 0 | 0.83294 | 0.001883 | 0 | #DIV/0! | #DIV/0! | #DIV/0! | #DIV/0! | 0 | 0 | 0 | 0
1979-06-21 | Jun | 21 | 1:00 | 68 | 200 | 610.2362 | 36614.1744 | 0 | 0 | 0.044084 | 4.5222e-08 | 0.075208 | 0.014868 | 0.24 | 0.7116 | 0 | 0.82372 | 0.0018939 | 0 | #DIV/0! | #DIV/0! | #DIV/0! | #DIV/0! | 0 | 0 | 0 | 0
1979-06-21 | Jun | 21 | 2:00 | 68 | 210 | 708.6614 | 42519.6864 | 0 | 0 | 0.044084 | 4.5222e-08 | 0.075208 | 0.014868 | 0.24 | 0.7116 | 0 | 0.82372 | 0.0018939 | 0 | #DIV/0! | #DIV/0! | #DIV/0! | #DIV/0! | 0 | 0 | 0 | 0
1979-06-21 | Jun | 21 | 3:00 | 69.98 | 220 | 807.0866 | 48425.1984 | 0 | 0 | 0.044244 | 4.5552e-08 | 0.074923 | 0.014919 | 0.24 | 0.71173 | 0 | 0.82971 | 0.0018869 | 0 | #DIV/0! | #DIV/0! | #DIV/0! | #DIV/0! | 0 | 0 | 0 | 0
1979-06-21 | Jun | 21 | 4:00 | 69.08 | 230 | 708.6614 | 42519.6864 | 0 | 0 | 0.044171 | 4.5402e-08 | 0.075052 | 0.014896 | 0.24 | 0.71167 | 0 | 0.82698 | 0.0018901 | 0 | #DIV/0! | #DIV/0! | #DIV/0! | #DIV/0! | 0 | 0 | 0 | 0
1979-06-21 | Jun | 21 | 5:00 | 68 | 230 | 807.0866 | 48425.1984 | 0 | 0 | 0.044084 | 4.5222e-08 | 0.075208 | 0.014868 | 0.24 | 0.7116 | 0 | 0.82372 | 0.0018939 | 0 | #DIV/0! | #DIV/0! | #DIV/0! | #DIV/0! | 0 | 0 | 0 | 0
1979-06-21 | Jun | 21 | 6:00 | 71.06 | 250 | 1023.6221 | 61417.3248 | 0 | 0 | 0.044295 | 4.5703e-08 | 0.074773 | 0.014948 | 0.24 | 0.7112 | 0 | 0.83294 | 0.001883 | 0 | #DIV/0! | #DIV/0! | #DIV/0! | #DIV/0! | 0 | 0 | 0 | 0
1979-06-21 | Jun | 21 | 7:00 | 75.02 | 250 | 1318.8977 | 79133.8608 | 0 | 0 | 0.044478 | 4.6253e-08 | 0.074222 | 0.015051 | 0.24 | 0.70926 | 0 | 0.8449 | 0.0018691 | 0 | #DIV/0! | #DIV/0! | #DIV/0! | #DIV/0! | 0 | 0 | 0 | 0
1979-06-21 | Jun | 21 | 8:00 | 78.08 | 250 | 1220.4725 | 73228.3488 | 0 | 0 | 0.04462 | 4.6678e-08 | 0.073797 | 0.01513 | 0.24 | 0.70778 | 0 | 0.85426 | 0.0018585 | 0 | #DIV/0! | #DIV/0! | #DIV/0! | #DIV/0! | 0 | 0 | 0 | 0
1979-06-21 | Jun | 21 | 9:00 | 82.04 | 230 | 1220.4725 | 73228.3488 | 0 | 0 | 0.044804 | 4.7228e-08 | 0.073257 | 0.015233 | 0.24 | 0.70589 | 0 | 0.86642 | 0.0018449 | 0 | #DIV/0! | #DIV/0! | #DIV/0! | #DIV/0! | 0 | 0 | 0 | 0
1979-06-21 | Jun | 21 | 10:00 | 84.02 | 250 | 1830.7087 | 109842.5232 | 0 | 0 | 0.044895 | 4.7503e-08 | 0.072991 | 0.015285 | 0.24 | 0.70495 | 0 | 0.87251 | 0.0018382 | 0 | #DIV/0! | #DIV/0! | #DIV/0! | #DIV/0! | 0 | 0 | 0 | 0
1979-06-21 | Jun | 21 | 11:00 | 86 | 250 | 2027.5591 | 121653.5472 | 0 | 0 | 0.044987 | 4.7778e-08 | 0.072726 | 0.015336 | 0.24 | 0.70402 | 0 | 0.87864 | 0.0018315 | 0 | #DIV/0! | #DIV/0! | #DIV/0! | #DIV/0! | 0 | 0 | 0 | 0
1979-06-21 | Jun | 21 | 12:00 | 87.08 | 270 | 2027.5591 | 121653.5472 | 0 | 0 | 0.045037 | 4.7928e-08 | 0.072581 | 0.015364 | 0.24 | 0.70352 | 0 | 0.882 | 0.0018279 | 0 | #DIV/0! | #DIV/0! | #DIV/0! | #DIV/0! | 0 | 0 | 0 | 0
1979-06-21 | Jun | 21 | 13:00 | 87.08 | 290 | 1732.2835 | 103937.0112 | 0 | 0 | 0.045037 | 4.7928e-08 | 0.072581 | 0.015364 | 0.24 | 0.70352 | 0 | 0.882 | 0.0018279 | 0 | #DIV/0! | #DIV/0! | #DIV/0! | #DIV/0! | 0 | 0 | 0 | 0
1979-06-21 | Jun | 21 | 14:00 | 87.08 | 270 | 1614.1733 | 96850.3968 | 0 | 0 | 0.045037 | 4.7928e-08 | 0.072581 | 0.015364 | 0.24 | 0.70352 | 0 | 0.882 | 0.0018279 | 0 | #DIV/0! | #DIV/0! | #DIV/0! | #DIV/0! | 0 | 0 | 0 | 0
1979-06-21 | Jun | 21 | 15:00 | 87.08 | 280 | 1830.7087 | 109842.5232 | 0 | 0 | 0.045037 | 4.7928e-08 | 0.072581 | 0.015364 | 0.24 | 0.70352 | 0 | 0.882 | 0.0018279 | 0 | #DIV/0! | #DIV/0! | #DIV/0! | #DIV/0! | 0 | 0 | 0 | 0
1979-06-21 | Jun | 21 | 16:00 | 86 | 280 | 2027.5591 | 121653.5472 | 0 | 0 | 0.044987 | 4.7778e-08 | 0.072726 | 0.015336 | 0.24 | 0.70402 | 0 | 0.87864 | 0.0018315 | 0 | #DIV/0! | #DIV/0! | #DIV/0! | #DIV/0! | 0 | 0 | 0 | 0
1979-06-21 | Jun | 21 | 17:00 | 84.92 | 270 | 2027.5591 | 121653.5472 | 0 | 0 | 0.044937 | 4.7628e-08 | 0.072871 | 0.015308 | 0.24 | 0.70453 | 0 | 0.87529 | 0.0018351 | 0 | #DIV/0! | #DIV/0! | #DIV/0! | #DIV/0! | 0 | 0 | 0 | 0
1979-06-21 | Jun | 21 | 18:00 | 84.02 | 270 | 1732.2835 | 103937.0112 | 0 | 0 | 0.044895 | 4.7503e-08 | 0.072991 | 0.015285 | 0.24 | 0.70495 | 0 | 0.87251 | 0.0018382 | 0 | #DIV/0! | #DIV/0! | #DIV/0! | #DIV/0! | 0 | 0 | 0 | 0
1979-06-21 | Jun | 21 | 19:00 | 82.04 | 270 | 1417.3229 | 85039.3728 | 0 | 0 | 0.044804 | 4.7228e-08 | 0.073257 | 0.015233 | 0.24 | 0.70589 | 0 | 0.86642 | 0.0018449 | 0 | #DIV/0! | #DIV/0! | #DIV/0! | #DIV/0! | 0 | 0 | 0 | 0
1979-06-21 | Jun | 21 | 20:00 | 78.98 | 260 | 807.0866 | 48425.1984 | 0 | 0 | 0.044662 | 4.6803e-08 | 0.073672 | 0.015153 | 0.24 | 0.70735 | 0 | 0.85704 | 0.0018554 | 0 | #DIV/0! | #DIV/0! | #DIV/0! | #DIV/0! | 0 | 0 | 0 | 0
1979-06-21 | Jun | 21 | 21:00 | 75.92 | 250 | 807.0866 | 48425.1984 | 0 | 0 | 0.04452 | 4.6378e-08 | 0.074097 | 0.015074 | 0.24 | 0.70883 | 0 | 0.84764 | 0.001866 | 0 | #DIV/0! | #DIV/0! | #DIV/0! | #DIV/0! | 0 | 0 | 0 | 0
1979-06-21 | Jun | 21 | 22:00 | 73.04 | 250 | 807.0866 | 48425.1984 | 0 | 0 | 0.044387 | 4.5978e-08 | 0.074497 | 0.014999 | 0.24 | 0.71023 | 0 | 0.8389 | 0.001876 | 0 | #DIV/0! | #DIV/0! | #DIV/0! | #DIV/0! | 0 | 0 | 0 | 0
1979-06-21 | Jun | 21 | 23:00 | 69.98 | 260 | 610.2362 | 36614.1744 | 0 | 0 | 0.044244 | 4.5552e-08 | 0.074923 | 0.014919 | 0.24 | 0.71173 | 0 | 0.82971 | 0.0018869 | 0 | #DIV/0! | #DIV/0! | #DIV/0! | #DIV/0! | 0 | 0 | 0 | 0
1979-06-21 | Jun | 21 | 24:00 | 66.92 | 260 | 511.811 | 30708.6624 | 0 | 0 | 0.043996 | 4.5042e-08 | 0.075364 | 0.01484 | 0.24 | 0.71153 | 0 | 0.82046 | 0.0018978 | 0 | #DIV/0! | #DIV/0! | #DIV/0! | #DIV/0! | 0 | 0 | 0 | 0
1979-06-22 | Jun | 22 | 1:00 | 64.04 | 250 | 708.6614 | 42519.6864 | 0 | 0 | 0.043762 | 4.4562e-08 | 0.075778 | 0.014765 | 0.24 | 0.71134 | 0 | 0.81186 | 0.0019083 | 0 | #DIV/0! | #DIV/0! | #DIV/0! | #DIV/0! | 0 | 0 | 0 | 0
1979-06-22 | Jun | 22 | 2:00 | 64.04 | 280 | 610.2362 | 36614.1744 | 0 | 0 | 0.043762 | 4.4562e-08 | 0.075778 | 0.014765 | 0.24 | 0.71134 | 0 | 0.81186 | 0.0019083 | 0 | #DIV/0! | #DIV/0! | #DIV/0! | #DIV/0! | 0 | 0 | 0 | 0
1979-06-22 | Jun | 22 | 3:00 | 62.96 | 320 | 708.6614 | 42519.6864 | 0 | 0 | 0.043675 | 4.4382e-08 | 0.075934 | 0.014737 | 0.24 | 0.71127 | 0 | 0.80865 | 0.0019122 | 0 | #DIV/0! | #DIV/0! | #DIV/0! | #DIV/0! | 0 | 0 | 0 | 0
1979-06-22 | Jun | 22 | 4:00 | 60.98 | 310 | 511.811 | 30708.6624 | 0 | 0 | 0.043514 | 4.4052e-08 | 0.076219 | 0.014685 | 0.24 | 0.71114 | 0 | 0.80281 | 0.0019195 | 0 | #DIV/0! | #DIV/0! | #DIV/0! | #DIV/0! | 0 | 0 | 0 | 0
1979-06-22 | Jun | 22 | 5:00 | 60.08 | 270 | 610.2362 | 36614.1744 | 0 | 0 | 0.043441 | 4.3902e-08 | 0.076348 | 0.014662 | 0.24 | 0.71108 | 0 | 0.80017 | 0.0019228 | 0 | #DIV/0! | #DIV/0! | #DIV/0! | #DIV/0! | 0 | 0 | 0 | 0
1979-06-22 | Jun | 22 | 6:00 | 64.94 | 310 | 610.2362 | 36614.1744 | 0 | 0 | 0.043835 | 4.4712e-08 | 0.075649 | 0.014788 | 0.24 | 0.7114 | 0 | 0.81454 | 0.001905 | 0 | #DIV/0! | #DIV/0! | #DIV/0! | #DIV/0! | 0 | 0 | 0 | 0
1979-06-22 | Jun | 22 | 7:00 | 69.08 | 360 | 1023.6221 | 61417.3248 | 0 | 0 | 0.044171 | 4.5402e-08 | 0.075052 | 0.014896 | 0.24 | 0.71167 | 0 | 0.82698 | 0.0018901 | 0 | #DIV/0! | #DIV/0! | #DIV/0! | #DIV/0! | 0 | 0 | 0 | 0
1979-06-22 | Jun | 22 | 8:00 | 71.96 | 360 | 610.2362 | 36614.1744 | 0 | 0 | 0.044336 | 4.5828e-08 | 0.074648 | 0.014971 | 0.24 | 0.71076 | 0 | 0.83565 | 0.0018798 | 0 | #DIV/0! | #DIV/0! | #DIV/0! | #DIV/0! | 0 | 0 | 0 | 0
1979-06-22 | Jun | 22 | 9:00 | 73.04 | 260 | 610.2362 | 36614.1744 | 0 | 0 | 0.044387 | 4.5978e-08 | 0.074497 | 0.014999 | 0.24 | 0.71023 | 0 | 0.8389 | 0.001876 | 0 | #DIV/0! | #DIV/0! | #DIV/0! | #DIV/0! | 0 | 0 | 0 | 0
1979-06-22 | Jun | 22 | 10:00 | 73.94 | 260 | 610.2362 | 36614.1744 | 0 | 0 | 0.044428 | 4.6103e-08 | 0.074372 | 0.015022 | 0.24 | 0.70979 | 0 | 0.84162 | 0.0018729 | 0 | #DIV/0! | #DIV/0! | #DIV/0! | #DIV/0! | 0 | 0 | 0 | 0
1979-06-22 | Jun | 22 | 11:00 | 75.92 | 20 | 1122.0473 | 67322.8368 | 0 | 0 | 0.04452 | 4.6378e-08 | 0.074097 | 0.015074 | 0.24 | 0.70883 | 0 | 0.84764 | 0.001866 | 0 | #DIV/0! | #DIV/0! | #DIV/0! | #DIV/0! | 0 | 0 | 0 | 0
1979-06-22 | Jun | 22 | 12:00 | 75.02 | 10 | 1023.6221 | 61417.3248 | 0 | 0 | 0.044478 | 4.6253e-08 | 0.074222 | 0.015051 | 0.24 | 0.70926 | 0 | 0.8449 | 0.0018691 | 0 | #DIV/0! | #DIV/0! | #DIV/0! | #DIV/0! | 0 | 0 | 0 | 0
1979-06-22 | Jun | 22 | 13:00 | 73.94 | 80 | 807.0866 | 48425.1984 | 0 | 0 | 0.044428 | 4.6103e-08 | 0.074372 | 0.015022 | 0.24 | 0.70979 | 0 | 0.84162 | 0.0018729 | 0 | #DIV/0! | #DIV/0! | #DIV/0! | #DIV/0! | 0 | 0 | 0 | 0
1979-06-22 | Jun | 22 | 14:00 | 73.94 | 100 | 1023.6221 | 61417.3248 | 0 | 0 | 0.044428 | 4.6103e-08 | 0.074372 | 0.015022 | 0.24 | 0.70979 | 0 | 0.84162 | 0.0018729 | 0 | #DIV/0! | #DIV/0! | #DIV/0! | #DIV/0! | 0 | 0 | 0 | 0
1979-06-22 | Jun | 22 | 15:00 | 73.94 | 70 | 807.0866 | 48425.1984 | 0 | 0 | 0.044428 | 4.6103e-08 | 0.074372 | 0.015022 | 0.24 | 0.70979 | 0 | 0.84162 | 0.0018729 | 0 | #DIV/0! | #DIV/0! | #DIV/0! | #DIV/0! | 0 | 0 | 0 | 0
1979-06-22 | Jun | 22 | 16:00 | 73.04 | 80 | 905.5118 | 54330.7104 | 0 | 0 | 0.044387 | 4.5978e-08 | 0.074497 | 0.014999 | 0.24 | 0.71023 | 0 | 0.8389 | 0.001876 | 0 | #DIV/0! | #DIV/0! | #DIV/0! | #DIV/0! | 0 | 0 | 0 | 0
1979-06-22 | Jun | 22 | 17:00 | 69.98 | 40 | 708.6614 | 42519.6864 | 0 | 0 | 0.044244 | 4.5552e-08 | 0.074923 | 0.014919 | 0.24 | 0.71173 | 0 | 0.82971 | 0.0018869 | 0 | #DIV/0! | #DIV/0! | #DIV/0! | #DIV/0! | 0 | 0 | 0 | 0
1979-06-22 | Jun | 22 | 18:00 | 69.08 | 40 | 905.5118 | 54330.7104 | 0 | 0 | 0.044171 | 4.5402e-08 | 0.075052 | 0.014896 | 0.24 | 0.71167 | 0 | 0.82698 | 0.0018901 | 0 | #DIV/0! | #DIV/0! | #DIV/0! | #DIV/0! | 0 | 0 | 0 | 0
1979-06-22 | Jun | 22 | 19:00 | 64.94 | 50 | 1220.4725 | 73228.3488 | 0 | 0 | 0.043835 | 4.4712e-08 | 0.075649 | 0.014788 | 0.24 | 0.7114 | 0 | 0.81454 | 0.001905 | 0 | #DIV/0! | #DIV/0! | #DIV/0! | #DIV/0! | 0 | 0 | 0 | 0
1979-06-22 | Jun | 22 | 20:00 | 60.08 | 30 | 905.5118 | 54330.7104 | 0 | 0 | 0.043441 | 4.3902e-08 | 0.076348 | 0.014662 | 0.24 | 0.71108 | 0 | 0.80017 | 0.0019228 | 0 | #DIV/0! | #DIV/0! | #DIV/0! | #DIV/0! | 0 | 0 | 0 | 0
1979-06-22 | Jun | 22 | 21:00 | 57.92 | 40 | 1220.4725 | 73228.3488 | 0 | 0 | 0.043266 | 4.3542e-08 | 0.076672 | 0.014606 | 0.24 | 0.71094 | 0 | 0.79374 | 0.0019308 | 0 | #DIV/0! | #DIV/0! | #DIV/0! | #DIV/0! | 0 | 0 | 0 | 0
1979-06-22 | Jun | 22 | 22:00 | 57.02 | 30 | 1318.8977 | 79133.8608 | 0 | 0 | 0.043193 | 4.3392e-08 | 0.076807 | 0.014583 | 0.24 | 0.71088 | 0 | 0.79108 | 0.0019342 | 0 | #DIV/0! | #DIV/0! | #DIV/0! | #DIV/0! | 0 | 0 | 0 | 0
1979-06-22 | Jun | 22 | 23:00 | 55.04 | 20 | 1417.3229 | 85039.3728 | 0 | 0 | 0.043033 | 4.3062e-08 | 0.077104 | 0.014531 | 0.24 | 0.71074 | 0 | 0.78525 | 0.0019416 | 0 | #DIV/0! | #DIV/0! | #DIV/0! | #DIV/0! | 0 | 0 | 0 | 0
1979-06-22 | Jun | 22 | 24:00 | 55.04 | 30 | 1515.7481 | 90944.8848 | 0 | 0 | 0.043033 | 4.3062e-08 | 0.077104 | 0.014531 | 0.24 | 0.71074 | 0 | 0.78525 | 0.0019416 | 0 | #DIV/0! | #DIV/0! | #DIV/0! | #DIV/0! | 0 | 0 | 0 | 0
1979-06-23 | Jun | 23 | 1:00 | 53.96 | 20 | 1929.1339 | 115748.0352 | 0 | 0 | 0.042945 | 4.2882e-08 | 0.077266 | 0.014503 | 0.24 | 0.71067 | 0 | 0.78209 | 0.0019457 | 0 | #DIV/0! | #DIV/0! | #DIV/0! | #DIV/0! | 0 | 0 | 0 | 0
1979-06-23 | Jun | 23 | 2:00 | 53.06 | 20 | 1732.2835 | 103937.0112 | 0 | 0 | 0.042872 | 4.2732e-08 | 0.077401 | 0.01448 | 0.24 | 0.71061 | 0 | 0.77947 | 0.0019491 | 0 | #DIV/0! | #DIV/0! | #DIV/0! | #DIV/0! | 0 | 0 | 0 | 0
1979-06-23 | Jun | 23 | 3:00 | 51.98 | 20 | 1732.2835 | 103937.0112 | 0 | 0 | 0.042785 | 4.2552e-08 | 0.077563 | 0.014451 | 0.24 | 0.71054 | 0 | 0.77633 | 0.0019532 | 0 | #DIV/0! | #DIV/0! | #DIV/0! | #DIV/0! | 0 | 0 | 0 | 0
1979-06-23 | Jun | 23 | 4:00 | 50 | 40 | 1318.8977 | 79133.8608 | 0 | 0 | 0.042624 | 4.2222e-08 | 0.07786 | 0.0144 | 0.24 | 0.7104 | 0 | 0.77061 | 0.0019608 | 0 | #DIV/0! | #DIV/0! | #DIV/0! | #DIV/0! | 0 | 0 | 0 | 0
1979-06-23 | Jun | 23 | 5:00 | 50 | 40 | 1318.8977 | 79133.8608 | 0 | 0 | 0.042624 | 4.2222e-08 | 0.07786 | 0.0144 | 0.24 | 0.7104 | 0 | 0.77061 | 0.0019608 | 0 | #DIV/0! | #DIV/0! | #DIV/0! | #DIV/0! | 0 | 0 | 0 | 0
1979-06-23 | Jun | 23 | 6:00 | 50 | 30 | 1515.7481 | 90944.8848 | 0 | 0 | 0.042624 | 4.2222e-08 | 0.07786 | 0.0144 | 0.24 | 0.7104 | 0 | 0.77061 | 0.0019608 | 0 | #DIV/0! | #DIV/0! | #DIV/0! | #DIV/0! | 0 | 0 | 0 | 0
1979-06-23 | Jun | 23 | 7:00 | 51.08 | 40 | 1515.7481 | 90944.8848 | 0 | 0 | 0.042712 | 4.2402e-08 | 0.077698 | 0.014428 | 0.24 | 0.71048 | 0 | 0.77373 | 0.0019566 | 0 | #DIV/0! | #DIV/0! | #DIV/0! | #DIV/0! | 0 | 0 | 0 | 0
1979-06-23 | Jun | 23 | 8:00 | 53.06 | 20 | 1220.4725 | 73228.3488 | 0 | 0 | 0.042872 | 4.2732e-08 | 0.077401 | 0.01448 | 0.24 | 0.71061 | 0 | 0.77947 | 0.0019491 | 0 | #DIV/0! | #DIV/0! | #DIV/0! | #DIV/0! | 0 | 0 | 0 | 0
1979-06-23 | Jun | 23 | 9:00 | 55.04 | 30 | 1417.3229 | 85039.3728 | 0 | 0 | 0.043033 | 4.3062e-08 | 0.077104 | 0.014531 | 0.24 | 0.71074 | 0 | 0.78525 | 0.0019416 | 0 | #DIV/0! | #DIV/0! | #DIV/0! | #DIV/0! | 0 | 0 | 0 | 0
1979-06-23 | Jun | 23 | 10:00 | 57.02 | 20 | 1220.4725 | 73228.3488 | 0 | 0 | 0.043193 | 4.3392e-08 | 0.076807 | 0.014583 | 0.24 | 0.71088 | 0 | 0.79108 | 0.0019342 | 0 | #DIV/0! | #DIV/0! | #DIV/0! | #DIV/0! | 0 | 0 | 0 | 0
1979-06-23 | Jun | 23 | 11:00 | 57.92 | 40 | 1220.4725 | 73228.3488 | 0 | 0 | 0.043266 | 4.3542e-08 | 0.076672 | 0.014606 | 0.24 | 0.71094 | 0 | 0.79374 | 0.0019308 | 0 | #DIV/0! | #DIV/0! | #DIV/0! | #DIV/0! | 0 | 0 | 0 | 0
1979-06-23 | Jun | 23 | 12:00 | 57.92 | 30 | 1023.6221 | 61417.3248 | 0 | 0 | 0.043266 | 4.3542e-08 | 0.076672 | 0.014606 | 0.24 | 0.71094 | 0 | 0.79374 | 0.0019308 | 0 | #DIV/0! | #DIV/0! | #DIV/0! | #DIV/0! | 0 | 0 | 0 | 0
1979-06-23 | Jun | 23 | 13:00 | 59 | 40 | 1417.3229 | 85039.3728 | 0 | 0 | 0.043354 | 4.3722e-08 | 0.07651 | 0.014634 | 0.24 | 0.71101 | 0 | 0.79695 | 0.0019268 | 0 | #DIV/0! | #DIV/0! | #DIV/0! | #DIV/0! | 0 | 0 | 0 | 0
1979-06-23 | Jun | 23 | 14:00 | 59 | 30 | 1614.1733 | 96850.3968 | 0 | 0 | 0.043354 | 4.3722e-08 | 0.07651 | 0.014634 | 0.24 | 0.71101 | 0 | 0.79695 | 0.0019268 | 0 | #DIV/0! | #DIV/0! | #DIV/0! | #DIV/0! | 0 | 0 | 0 | 0
1979-06-23 | Jun | 23 | 15:00 | 59 | 30 | 1515.7481 | 90944.8848 | 0 | 0 | 0.043354 | 4.3722e-08 | 0.07651 | 0.014634 | 0.24 | 0.71101 | 0 | 0.79695 | 0.0019268 | 0 | #DIV/0! | #DIV/0! | #DIV/0! | #DIV/0! | 0 | 0 | 0 | 0
1979-06-23 | Jun | 23 | 16:00 | 57.92 | 30 | 1417.3229 | 85039.3728 | 0 | 0 | 0.043266 | 4.3542e-08 | 0.076672 | 0.014606 | 0.24 | 0.71094 | 0 | 0.79374 | 0.0019308 | 0 | #DIV/0! | #DIV/0! | #DIV/0! | #DIV/0! | 0 | 0 | 0 | 0
1979-06-23 | Jun | 23 | 17:00 | 57.92 | 20 | 1732.2835 | 103937.0112 | 0 | 0 | 0.043266 | 4.3542e-08 | 0.076672 | 0.014606 | 0.24 | 0.71094 | 0 | 0.79374 | 0.0019308 | 0 | #DIV/0! | #DIV/0! | #DIV/0! | #DIV/0! | 0 | 0 | 0 | 0
1979-06-23 | Jun | 23 | 18:00 | 57.92 | 20 | 1417.3229 | 85039.3728 | 0 | 0 | 0.043266 | 4.3542e-08 | 0.076672 | 0.014606 | 0.24 | 0.71094 | 0 | 0.79374 | 0.0019308 | 0 | #DIV/0! | #DIV/0! | #DIV/0! | #DIV/0! | 0 | 0 | 0 | 0
1979-06-23 | Jun | 23 | 19:00 | 57.92 | 20 | 1220.4725 | 73228.3488 | 0 | 0 | 0.043266 | 4.3542e-08 | 0.076672 | 0.014606 | 0.24 | 0.71094 | 0 | 0.79374 | 0.0019308 | 0 | #DIV/0! | #DIV/0! | #DIV/0! | #DIV/0! | 0 | 0 | 0 | 0
1979-06-23 | Jun | 23 | 20:00 | 55.94 | 20 | 1023.6221 | 61417.3248 | 0 | 0 | 0.043106 | 4.3212e-08 | 0.076969 | 0.014554 | 0.24 | 0.71081 | 0 | 0.7879 | 0.0019382 | 0 | #DIV/0! | #DIV/0! | #DIV/0! | #DIV/0! | 0 | 0 | 0 | 0
1979-06-23 | Jun | 23 | 21:00 | 55.04 | 360 | 1023.6221 | 61417.3248 | 0 | 0 | 0.043033 | 4.3062e-08 | 0.077104 | 0.014531 | 0.24 | 0.71074 | 0 | 0.78525 | 0.0019416 | 0 | #DIV/0! | #DIV/0! | #DIV/0! | #DIV/0! | 0 | 0 | 0 | 0
1979-06-23 | Jun | 23 | 22:00 | 55.04 | 20 | 807.0866 | 48425.1984 | 0 | 0 | 0.043033 | 4.3062e-08 | 0.077104 | 0.014531 | 0.24 | 0.71074 | 0 | 0.78525 | 0.0019416 | 0 | #DIV/0! | #DIV/0! | #DIV/0! | #DIV/0! | 0 | 0 | 0 | 0
1979-06-23 | Jun | 23 | 23:00 | 55.04 | 350 | 807.0866 | 48425.1984 | 0 | 0 | 0.043033 | 4.3062e-08 | 0.077104 | 0.014531 | 0.24 | 0.71074 | 0 | 0.78525 | 0.0019416 | 0 | #DIV/0! | #DIV/0! | #DIV/0! | #DIV/0! | 0 | 0 | 0 | 0
1979-06-23 | Jun | 23 | 24:00 | 53.96 | 10 | 708.6614 | 42519.6864 | 0 | 0 | 0.042945 | 4.2882e-08 | 0.077266 | 0.014503 | 0.24 | 0.71067 | 0 | 0.78209 | 0.0019457 | 0 | #DIV/0! | #DIV/0! | #DIV/0! | #DIV/0! | 0 | 0 | 0 | 0
1979-06-24 | Jun | 24 | 1:00 | 53.96 | 10 | 807.0866 | 48425.1984 | 0 | 0 | 0.042945 | 4.2882e-08 | 0.077266 | 0.014503 | 0.24 | 0.71067 | 0 | 0.78209 | 0.0019457 | 0 | #DIV/0! | #DIV/0! | #DIV/0! | #DIV/0! | 0 | 0 | 0 | 0
1979-06-24 | Jun | 24 | 2:00 | 53.06 | 20 | 905.5118 | 54330.7104 | 0 | 0 | 0.042872 | 4.2732e-08 | 0.077401 | 0.01448 | 0.24 | 0.71061 | 0 | 0.77947 | 0.0019491 | 0 | #DIV/0! | #DIV/0! | #DIV/0! | #DIV/0! | 0 | 0 | 0 | 0
1979-06-24 | Jun | 24 | 3:00 | 51.98 | 20 | 807.0866 | 48425.1984 | 0 | 0 | 0.042785 | 4.2552e-08 | 0.077563 | 0.014451 | 0.24 | 0.71054 | 0 | 0.77633 | 0.0019532 | 0 | #DIV/0! | #DIV/0! | #DIV/0! | #DIV/0! | 0 | 0 | 0 | 0
1979-06-24 | Jun | 24 | 4:00 | 50 | 10 | 708.6614 | 42519.6864 | 0 | 0 | 0.042624 | 4.2222e-08 | 0.07786 | 0.0144 | 0.24 | 0.7104 | 0 | 0.77061 | 0.0019608 | 0 | #DIV/0! | #DIV/0! | #DIV/0! | #DIV/0! | 0 | 0 | 0 | 0
1979-06-24 | Jun | 24 | 5:00 | 48.92 | 20 | 708.6614 | 42519.6864 | 0 | 0 | 0.042524 | 4.2042e-08 | 0.078028 | 0.014372 | 0.24 | 0.71012 | 0 | 0.76745 | 0.0019649 | 0 | #DIV/0! | #DIV/0! | #DIV/0! | #DIV/0! | 0 | 0 | 0 | 0
1979-06-24 | Jun | 24 | 6:00 | 53.06 | 20 | 708.6614 | 42519.6864 | 0 | 0 | 0.042872 | 4.2732e-08 | 0.077401 | 0.01448 | 0.24 | 0.71061 | 0 | 0.77947 | 0.0019491 | 0 | #DIV/0! | #DIV/0! | #DIV/0! | #DIV/0! | 0 | 0 | 0 | 0
1979-06-24 | Jun | 24 | 7:00 | 57.92 | 10 | 1023.6221 | 61417.3248 | 0 | 0 | 0.043266 | 4.3542e-08 | 0.076672 | 0.014606 | 0.24 | 0.71094 | 0 | 0.79374 | 0.0019308 | 0 | #DIV/0! | #DIV/0! | #DIV/0! | #DIV/0! | 0 | 0 | 0 | 0
1979-06-24 | Jun | 24 | 8:00 | 60.98 | 10 | 1023.6221 | 61417.3248 | 0 | 0 | 0.043514 | 4.4052e-08 | 0.076219 | 0.014685 | 0.24 | 0.71114 | 0 | 0.80281 | 0.0019195 | 0 | #DIV/0! | #DIV/0! | #DIV/0! | #DIV/0! | 0 | 0 | 0 | 0
1979-06-24 | Jun | 24 | 9:00 | 64.04 | 30 | 1023.6221 | 61417.3248 | 0 | 0 | 0.043762 | 4.4562e-08 | 0.075778 | 0.014765 | 0.24 | 0.71134 | 0 | 0.81186 | 0.0019083 | 0 | #DIV/0! | #DIV/0! | #DIV/0! | #DIV/0! | 0 | 0 | 0 | 0
1979-06-24 | Jun | 24 | 10:00 | 66.02 | 20 | 1023.6221 | 61417.3248 | 0 | 0 | 0.043923 | 4.4892e-08 | 0.075493 | 0.014817 | 0.24 | 0.71147 | 0 | 0.81776 | 0.0019011 | 0 | #DIV/0! | #DIV/0! | #DIV/0! | #DIV/0! | 0 | 0 | 0 | 0
1979-06-24 | Jun | 24 | 11:00 | 66.92 | 40 | 905.5118 | 54330.7104 | 0 | 0 | 0.043996 | 4.5042e-08 | 0.075364 | 0.01484 | 0.24 | 0.71153 | 0 | 0.82046 | 0.0018978 | 0 | #DIV/0! | #DIV/0! | #DIV/0! | #DIV/0! | 0 | 0 | 0 | 0
1979-06-24 | Jun | 24 | 12:00 | 69.08 | 60 | 1023.6221 | 61417.3248 | 0 | 0 | 0.044171 | 4.5402e-08 | 0.075052 | 0.014896 | 0.24 | 0.71167 | 0 | 0.82698 | 0.0018901 | 0 | #DIV/0! | #DIV/0! | #DIV/0! | #DIV/0! | 0 | 0 | 0 | 0
1979-06-24 | Jun | 24 | 13:00 | 69.08 | 30 | 1220.4725 | 73228.3488 | 0 | 0 | 0.044171 | 4.5402e-08 | 0.075052 | 0.014896 | 0.24 | 0.71167 | 0 | 0.82698 | 0.0018901 | 0 | #DIV/0! | #DIV/0! | #DIV/0! | #DIV/0! | 0 | 0 | 0 | 0
1979-06-24 | Jun | 24 | 14:00 | 69.08 | 70 | 905.5118 | 54330.7104 | 0 | 0 | 0.044171 | 4.5402e-08 | 0.075052 | 0.014896 | 0.24 | 0.71167 | 0 | 0.82698 | 0.0018901 | 0 | #DIV/0! | #DIV/0! | #DIV/0! | #DIV/0! | 0 | 0 | 0 | 0
1979-06-24 | Jun | 24 | 15:00 | 69.08 | 50 | 708.6614 | 42519.6864 | 0 | 0 | 0.044171 | 4.5402e-08 | 0.075052 | 0.014896 | 0.24 | 0.71167 | 0 | 0.82698 | 0.0018901 | 0 | #DIV/0! | #DIV/0! | #DIV/0! | #DIV/0! | 0 | 0 | 0 | 0
1979-06-24 | Jun | 24 | 16:00 | 69.08 | 30 | 1220.4725 | 73228.3488 | 0 | 0 | 0.044171 | 4.5402e-08 | 0.075052 | 0.014896 | 0.24 | 0.71167 | 0 | 0.82698 | 0.0018901 | 0 | #DIV/0! | #DIV/0! | #DIV/0! | #DIV/0! | 0 | 0 | 0 | 0
1979-06-24 | Jun | 24 | 17:00 | 69.08 | 10 | 1023.6221 | 61417.3248 | 0 | 0 | 0.044171 | 4.5402e-08 | 0.075052 | 0.014896 | 0.24 | 0.71167 | 0 | 0.82698 | 0.0018901 | 0 | #DIV/0! | #DIV/0! | #DIV/0! | #DIV/0! | 0 | 0 | 0 | 0
1979-06-24 | Jun | 24 | 18:00 | 68 | 30 | 1023.6221 | 61417.3248 | 0 | 0 | 0.044084 | 4.5222e-08 | 0.075208 | 0.014868 | 0.24 | 0.7116 | 0 | 0.82372 | 0.0018939 | 0 | #DIV/0! | #DIV/0! | #DIV/0! | #DIV/0! | 0 | 0 | 0 | 0
1979-06-24 | Jun | 24 | 19:00 | 64.94 | 20 | 905.5118 | 54330.7104 | 0 | 0 | 0.043835 | 4.4712e-08 | 0.075649 | 0.014788 | 0.24 | 0.7114 | 0 | 0.81454 | 0.001905 | 0 | #DIV/0! | #DIV/0! | #DIV/0! | #DIV/0! | 0 | 0 | 0 | 0
1979-06-24 | Jun | 24 | 20:00 | 59 | 20 | 807.0866 | 48425.1984 | 0 | 0 | 0.043354 | 4.3722e-08 | 0.07651 | 0.014634 | 0.24 | 0.71101 | 0 | 0.79695 | 0.0019268 | 0 | #DIV/0! | #DIV/0! | #DIV/0! | #DIV/0! | 0 | 0 | 0 | 0
1979-06-24 | Jun | 24 | 21:00 | 55.04 | 20 | 708.6614 | 42519.6864 | 0 | 0 | 0.043033 | 4.3062e-08 | 0.077104 | 0.014531 | 0.24 | 0.71074 | 0 | 0.78525 | 0.0019416 | 0 | #DIV/0! | #DIV/0! | #DIV/0! | #DIV/0! | 0 | 0 | 0 | 0
1979-06-24 | Jun | 24 | 22:00 | 51.98 | 30 | 511.811 | 30708.6624 | 0 | 0 | 0.042785 | 4.2552e-08 | 0.077563 | 0.014451 | 0.24 | 0.71054 | 0 | 0.77633 | 0.0019532 | 0 | #DIV/0! | #DIV/0! | #DIV/0! | #DIV/0! | 0 | 0 | 0 | 0
1979-06-24 | Jun | 24 | 23:00 | 50 | 20 | 511.811 | 30708.6624 | 0 | 0 | 0.042624 | 4.2222e-08 | 0.07786 | 0.0144 | 0.24 | 0.7104 | 0 | 0.77061 | 0.0019608 | 0 | #DIV/0! | #DIV/0! | #DIV/0! | #DIV/0! | 0 | 0 | 0 | 0
1979-06-24 | Jun | 24 | 24:00 | 48.92 | 350 | 413.3858 | 24803.1504 | 0 | 0 | 0.042524 | 4.2042e-08 | 0.078028 | 0.014372 | 0.24 | 0.71012 | 0 | 0.76745 | 0.0019649 | 0 | #DIV/0! | #DIV/0! | #DIV/0! | #DIV/0! | 0 | 0 | 0 | 0
1979-06-25 | Jun | 25 | 1:00 | 46.04 | 10 | 413.3858 | 24803.1504 | 0 | 0 | 0.042257 | 4.1562e-08 | 0.078478 | 0.014297 | 0.24 | 0.70936 | 0 | 0.75908 | 0.0019761 | 0 | #DIV/0! | #DIV/0! | #DIV/0! | #DIV/0! | 0 | 0 | 0 | 0
1979-06-25 | Jun | 25 | 2:00 | 44.96 | 320 | 295.2756 | 17716.536 | 0 | 0 | 0.042157 | 4.1382e-08 | 0.078646 | 0.014269 | 0.24 | 0.70907 | 0 | 0.75597 | 0.0019804 | 0 | #DIV/0! | #DIV/0! | #DIV/0! | #DIV/0! | 0 | 0 | 0 | 0
1979-06-25 | Jun | 25 | 3:00 | 44.96 | 360 | 413.3858 | 24803.1504 | 0 | 0 | 0.042157 | 4.1382e-08 | 0.078646 | 0.014269 | 0.24 | 0.70907 | 0 | 0.75597 | 0.0019804 | 0 | #DIV/0! | #DIV/0! | #DIV/0! | #DIV/0! | 0 | 0 | 0 | 0
1979-06-25 | Jun | 25 | 4:00 | 44.06 | 310 | 610.2362 | 36614.1744 | 0 | 0 | 0.042074 | 4.1232e-08 | 0.078787 | 0.014246 | 0.24 | 0.70883 | 0 | 0.75338 | 0.0019839 | 0 | #DIV/0! | #DIV/0! | #DIV/0! | #DIV/0! | 0 | 0 | 0 | 0
1979-06-25 | Jun | 25 | 5:00 | 44.96 | 30 | 511.811 | 30708.6624 | 0 | 0 | 0.042157 | 4.1382e-08 | 0.078646 | 0.014269 | 0.24 | 0.70907 | 0 | 0.75597 | 0.0019804 | 0 | #DIV/0! | #DIV/0! | #DIV/0! | #DIV/0! | 0 | 0 | 0 | 0
1979-06-25 | Jun | 25 | 6:00 | 53.06 | 10 | 413.3858 | 24803.1504 | 0 | 0 | 0.042872 | 4.2732e-08 | 0.077401 | 0.01448 | 0.24 | 0.71061 | 0 | 0.77947 | 0.0019491 | 0 | #DIV/0! | #DIV/0! | #DIV/0! | #DIV/0! | 0 | 0 | 0 | 0
1979-06-25 | Jun | 25 | 7:00 | 60.98 | 10 | 413.3858 | 24803.1504 | 0 | 0 | 0.043514 | 4.4052e-08 | 0.076219 | 0.014685 | 0.24 | 0.71114 | 0 | 0.80281 | 0.0019195 | 0 | #DIV/0! | #DIV/0! | #DIV/0! | #DIV/0! | 0 | 0 | 0 | 0
1979-06-25 | Jun | 25 | 8:00 | 69.08 | 120 | 413.3858 | 24803.1504 | 0 | 0 | 0.044171 | 4.5402e-08 | 0.075052 | 0.014896 | 0.24 | 0.71167 | 0 | 0.82698 | 0.0018901 | 0 | #DIV/0! | #DIV/0! | #DIV/0! | #DIV/0! | 0 | 0 | 0 | 0
1979-06-25 | Jun | 25 | 9:00 | 73.04 | 130 | 610.2362 | 36614.1744 | 0 | 0 | 0.044387 | 4.5978e-08 | 0.074497 | 0.014999 | 0.24 | 0.71023 | 0 | 0.8389 | 0.001876 | 0 | #DIV/0! | #DIV/0! | #DIV/0! | #DIV/0! | 0 | 0 | 0 | 0
1979-06-25 | Jun | 25 | 10:00 | 75.92 | 230 | 413.3858 | 24803.1504 | 0 | 0 | 0.04452 | 4.6378e-08 | 0.074097 | 0.015074 | 0.24 | 0.70883 | 0 | 0.84764 | 0.001866 | 0 | #DIV/0! | #DIV/0! | #DIV/0! | #DIV/0! | 0 | 0 | 0 | 0
1979-06-25 | Jun | 25 | 11:00 | 78.08 | 190 | 610.2362 | 36614.1744 | 0 | 0 | 0.04462 | 4.6678e-08 | 0.073797 | 0.01513 | 0.24 | 0.70778 | 0 | 0.85426 | 0.0018585 | 0 | #DIV/0! | #DIV/0! | #DIV/0! | #DIV/0! | 0 | 0 | 0 | 0
1979-06-25 | Jun | 25 | 12:00 | 80.06 | 160 | 610.2362 | 36614.1744 | 0 | 0 | 0.044712 | 4.6953e-08 | 0.073522 | 0.015182 | 0.24 | 0.70683 | 0 | 0.86038 | 0.0018516 | 0 | #DIV/0! | #DIV/0! | #DIV/0! | #DIV/0! | 0 | 0 | 0 | 0
1979-06-25 | Jun | 25 | 13:00 | 78.98 | 80 | 1417.3229 | 85039.3728 | 0 | 0 | 0.044662 | 4.6803e-08 | 0.073672 | 0.015153 | 0.24 | 0.70735 | 0 | 0.85704 | 0.0018554 | 0 | #DIV/0! | #DIV/0! | #DIV/0! | #DIV/0! | 0 | 0 | 0 | 0
1979-06-25 | Jun | 25 | 14:00 | 78.08 | 70 | 807.0866 | 48425.1984 | 0 | 0 | 0.04462 | 4.6678e-08 | 0.073797 | 0.01513 | 0.24 | 0.70778 | 0 | 0.85426 | 0.0018585 | 0 | #DIV/0! | #DIV/0! | #DIV/0! | #DIV/0! | 0 | 0 | 0 | 0
1979-06-25 | Jun | 25 | 15:00 | 78.98 | 120 | 1023.6221 | 61417.3248 | 0 | 0 | 0.044662 | 4.6803e-08 | 0.073672 | 0.015153 | 0.24 | 0.70735 | 0 | 0.85704 | 0.0018554 | 0 | #DIV/0! | #DIV/0! | #DIV/0! | #DIV/0! | 0 | 0 | 0 | 0
1979-06-25 | Jun | 25 | 16:00 | 78.08 | 120 | 1023.6221 | 61417.3248 | 0 | 0 | 0.04462 | 4.6678e-08 | 0.073797 | 0.01513 | 0.24 | 0.70778 | 0 | 0.85426 | 0.0018585 | 0 | #DIV/0! | #DIV/0! | #DIV/0! | #DIV/0! | 0 | 0 | 0 | 0
1979-06-25 | Jun | 25 | 17:00 | 77 | 120 | 1023.6221 | 61417.3248 | 0 | 0 | 0.04457 | 4.6528e-08 | 0.073947 | 0.015102 | 0.24 | 0.7083 | 0 | 0.85095 | 0.0018622 | 0 | #DIV/0! | #DIV/0! | #DIV/0! | #DIV/0! | 0 | 0 | 0 | 0
1979-06-25 | Jun | 25 | 18:00 | 75.02 | 120 | 905.5118 | 54330.7104 | 0 | 0 | 0.044478 | 4.6253e-08 | 0.074222 | 0.015051 | 0.24 | 0.70926 | 0 | 0.8449 | 0.0018691 | 0 | #DIV/0! | #DIV/0! | #DIV/0! | #DIV/0! | 0 | 0 | 0 | 0
1979-06-25 | Jun | 25 | 19:00 | 71.96 | 100 | 1023.6221 | 61417.3248 | 0 | 0 | 0.044336 | 4.5828e-08 | 0.074648 | 0.014971 | 0.24 | 0.71076 | 0 | 0.83565 | 0.0018798 | 0 | #DIV/0! | #DIV/0! | #DIV/0! | #DIV/0! | 0 | 0 | 0 | 0
1979-06-25 | Jun | 25 | 20:00 | 66.92 | 90 | 807.0866 | 48425.1984 | 0 | 0 | 0.043996 | 4.5042e-08 | 0.075364 | 0.01484 | 0.24 | 0.71153 | 0 | 0.82046 | 0.0018978 | 0 | #DIV/0! | #DIV/0! | #DIV/0! | #DIV/0! | 0 | 0 | 0 | 0
1979-06-25 | Jun | 25 | 21:00 | 64.04 | 110 | 708.6614 | 42519.6864 | 0 | 0 | 0.043762 | 4.4562e-08 | 0.075778 | 0.014765 | 0.24 | 0.71134 | 0 | 0.81186 | 0.0019083 | 0 | #DIV/0! | #DIV/0! | #DIV/0! | #DIV/0! | 0 | 0 | 0 | 0
1979-06-25 | Jun | 25 | 22:00 | 62.06 | 140 | 610.2362 | 36614.1744 | 0 | 0 | 0.043602 | 4.4232e-08 | 0.076063 | 0.014714 | 0.24 | 0.71121 | 0 | 0.80599 | 0.0019155 | 0 | #DIV/0! | #DIV/0! | #DIV/0! | #DIV/0! | 0 | 0 | 0 | 0
1979-06-25 | Jun | 25 | 23:00 | 59 | 140 | 708.6614 | 42519.6864 | 0 | 0 | 0.043354 | 4.3722e-08 | 0.07651 | 0.014634 | 0.24 | 0.71101 | 0 | 0.79695 | 0.0019268 | 0 | #DIV/0! | #DIV/0! | #DIV/0! | #DIV/0! | 0 | 0 | 0 | 0
1979-06-25 | Jun | 25 | 24:00 | 57.02 | 170 | 295.2756 | 17716.536 | 0 | 0 | 0.043193 | 4.3392e-08 | 0.076807 | 0.014583 | 0.24 | 0.71088 | 0 | 0.79108 | 0.0019342 | 0 | #DIV/0! | #DIV/0! | #DIV/0! | #DIV/0! | 0 | 0 | 0 | 0
1979-06-26 | Jun | 26 | 1:00 | 55.94 | 180 | 511.811 | 30708.6624 | 0 | 0 | 0.043106 | 4.3212e-08 | 0.076969 | 0.014554 | 0.24 | 0.71081 | 0 | 0.7879 | 0.0019382 | 0 | #DIV/0! | #DIV/0! | #DIV/0! | #DIV/0! | 0 | 0 | 0 | 0
1979-06-26 | Jun | 26 | 2:00 | 55.04 | 170 | 511.811 | 30708.6624 | 0 | 0 | 0.043033 | 4.3062e-08 | 0.077104 | 0.014531 | 0.24 | 0.71074 | 0 | 0.78525 | 0.0019416 | 0 | #DIV/0! | #DIV/0! | #DIV/0! | #DIV/0! | 0 | 0 | 0 | 0
1979-06-26 | Jun | 26 | 3:00 | 53.96 | 200 | 511.811 | 30708.6624 | 0 | 0 | 0.042945 | 4.2882e-08 | 0.077266 | 0.014503 | 0.24 | 0.71067 | 0 | 0.78209 | 0.0019457 | 0 | #DIV/0! | #DIV/0! | #DIV/0! | #DIV/0! | 0 | 0 | 0 | 0
1979-06-26 | Jun | 26 | 4:00 | 53.06 | 160 | 413.3858 | 24803.1504 | 0 | 0 | 0.042872 | 4.2732e-08 | 0.077401 | 0.01448 | 0.24 | 0.71061 | 0 | 0.77947 | 0.0019491 | 0 | #DIV/0! | #DIV/0! | #DIV/0! | #DIV/0! | 0 | 0 | 0 | 0
1979-06-26 | Jun | 26 | 5:00 | 53.06 | 160 | 413.3858 | 24803.1504 | 0 | 0 | 0.042872 | 4.2732e-08 | 0.077401 | 0.01448 | 0.24 | 0.71061 | 0 | 0.77947 | 0.0019491 | 0 | #DIV/0! | #DIV/0! | #DIV/0! | #DIV/0! | 0 | 0 | 0 | 0
1979-06-26 | Jun | 26 | 6:00 | 57.92 | 150 | 610.2362 | 36614.1744 | 0 | 0 | 0.043266 | 4.3542e-08 | 0.076672 | 0.014606 | 0.24 | 0.71094 | 0 | 0.79374 | 0.0019308 | 0 | #DIV/0! | #DIV/0! | #DIV/0! | #DIV/0! | 0 | 0 | 0 | 0
1979-06-26 | Jun | 26 | 7:00 | 66.92 | 190 | 807.0866 | 48425.1984 | 0 | 0 | 0.043996 | 4.5042e-08 | 0.075364 | 0.01484 | 0.24 | 0.71153 | 0 | 0.82046 | 0.0018978 | 0 | #DIV/0! | #DIV/0! | #DIV/0! | #DIV/0! | 0 | 0 | 0 | 0
1979-06-26 | Jun | 26 | 8:00 | 71.96 | 210 | 1220.4725 | 73228.3488 | 0 | 0 | 0.044336 | 4.5828e-08 | 0.074648 | 0.014971 | 0.24 | 0.71076 | 0 | 0.83565 | 0.0018798 | 0 | #DIV/0! | #DIV/0! | #DIV/0! | #DIV/0! | 0 | 0 | 0 | 0
1979-06-26 | Jun | 26 | 9:00 | 75.02 | 200 | 1220.4725 | 73228.3488 | 0 | 0 | 0.044478 | 4.6253e-08 | 0.074222 | 0.015051 | 0.24 | 0.70926 | 0 | 0.8449 | 0.0018691 | 0 | #DIV/0! | #DIV/0! | #DIV/0! | #DIV/0! | 0 | 0 | 0 | 0
1979-06-26 | Jun | 26 | 10:00 | 78.98 | 190 | 1220.4725 | 73228.3488 | 0 | 0 | 0.044662 | 4.6803e-08 | 0.073672 | 0.015153 | 0.24 | 0.70735 | 0 | 0.85704 | 0.0018554 | 0 | #DIV/0! | #DIV/0! | #DIV/0! | #DIV/0! | 0 | 0 | 0 | 0
1979-06-26 | Jun | 26 | 11:00 | 80.96 | 200 | 1023.6221 | 61417.3248 | 0 | 0 | 0.044753 | 4.7078e-08 | 0.073401 | 0.015205 | 0.24 | 0.7064 | 0 | 0.86312 | 0.0018486 | 0 | #DIV/0! | #DIV/0! | #DIV/0! | #DIV/0! | 0 | 0 | 0 | 0
1979-06-26 | Jun | 26 | 12:00 | 82.94 | 220 | 807.0866 | 48425.1984 | 0 | 0 | 0.044845 | 4.7353e-08 | 0.073136 | 0.015256 | 0.24 | 0.70546 | 0 | 0.86918 | 0.0018418 | 0 | #DIV/0! | #DIV/0! | #DIV/0! | #DIV/0! | 0 | 0 | 0 | 0
1979-06-26 | Jun | 26 | 13:00 | 84.02 | 240 | 1122.0473 | 67322.8368 | 0 | 0 | 0.044895 | 4.7503e-08 | 0.072991 | 0.015285 | 0.24 | 0.70495 | 0 | 0.87251 | 0.0018382 | 0 | #DIV/0! | #DIV/0! | #DIV/0! | #DIV/0! | 0 | 0 | 0 | 0
1979-06-26 | Jun | 26 | 14:00 | 84.92 | 250 | 1023.6221 | 61417.3248 | 0 | 0 | 0.044937 | 4.7628e-08 | 0.072871 | 0.015308 | 0.24 | 0.70453 | 0 | 0.87529 | 0.0018351 | 0 | #DIV/0! | #DIV/0! | #DIV/0! | #DIV/0! | 0 | 0 | 0 | 0
1979-06-26 | Jun | 26 | 15:00 | 87.08 | 180 | 905.5118 | 54330.7104 | 0 | 0 | 0.045037 | 4.7928e-08 | 0.072581 | 0.015364 | 0.24 | 0.70352 | 0 | 0.882 | 0.0018279 | 0 | #DIV/0! | #DIV/0! | #DIV/0! | #DIV/0! | 0 | 0 | 0 | 0
1979-06-26 | Jun | 26 | 16:00 | 87.08 | 210 | 1023.6221 | 61417.3248 | 0 | 0 | 0.045037 | 4.7928e-08 | 0.072581 | 0.015364 | 0.24 | 0.70352 | 0 | 0.882 | 0.0018279 | 0 | #DIV/0! | #DIV/0! | #DIV/0! | #DIV/0! | 0 | 0 | 0 | 0
1979-06-26 | Jun | 26 | 17:00 | 87.08 | 240 | 1220.4725 | 73228.3488 | 0 | 0 | 0.045037 | 4.7928e-08 | 0.072581 | 0.015364 | 0.24 | 0.70352 | 0 | 0.882 | 0.0018279 | 0 | #DIV/0! | #DIV/0! | #DIV/0! | #DIV/0! | 0 | 0 | 0 | 0
1979-06-26 | Jun | 26 | 18:00 | 84.92 | 260 | 1220.4725 | 73228.3488 | 0 | 0 | 0.044937 | 4.7628e-08 | 0.072871 | 0.015308 | 0.24 | 0.70453 | 0 | 0.87529 | 0.0018351 | 0 | #DIV/0! | #DIV/0! | #DIV/0! | #DIV/0! | 0 | 0 | 0 | 0
1979-06-26 | Jun | 26 | 19:00 | 80.06 | 230 | 807.0866 | 48425.1984 | 0 | 0 | 0.044712 | 4.6953e-08 | 0.073522 | 0.015182 | 0.24 | 0.70683 | 0 | 0.86038 | 0.0018516 | 0 | #DIV/0! | #DIV/0! | #DIV/0! | #DIV/0! | 0 | 0 | 0 | 0
1979-06-26 | Jun | 26 | 20:00 | 75.92 | 230 | 610.2362 | 36614.1744 | 0 | 0 | 0.04452 | 4.6378e-08 | 0.074097 | 0.015074 | 0.24 | 0.70883 | 0 | 0.84764 | 0.001866 | 0 | #DIV/0! | #DIV/0! | #DIV/0! | #DIV/0! | 0 | 0 | 0 | 0
1979-06-26 | Jun | 26 | 21:00 | 71.96 | 210 | 610.2362 | 36614.1744 | 0 | 0 | 0.044336 | 4.5828e-08 | 0.074648 | 0.014971 | 0.24 | 0.71076 | 0 | 0.83565 | 0.0018798 | 0 | #DIV/0! | #DIV/0! | #DIV/0! | #DIV/0! | 0 | 0 | 0 | 0
1979-06-26 | Jun | 26 | 22:00 | 69.98 | 210 | 708.6614 | 42519.6864 | 0 | 0 | 0.044244 | 4.5552e-08 | 0.074923 | 0.014919 | 0.24 | 0.71173 | 0 | 0.82971 | 0.0018869 | 0 | #DIV/0! | #DIV/0! | #DIV/0! | #DIV/0! | 0 | 0 | 0 | 0
1979-06-26 | Jun | 26 | 23:00 | 71.06 | 200 | 708.6614 | 42519.6864 | 0 | 0 | 0.044295 | 4.5703e-08 | 0.074773 | 0.014948 | 0.24 | 0.7112 | 0 | 0.83294 | 0.001883 | 0 | #DIV/0! | #DIV/0! | #DIV/0! | #DIV/0! | 0 | 0 | 0 | 0
1979-06-26 | Jun | 26 | 24:00 | 69.98 | 210 | 807.0866 | 48425.1984 | 0 | 0 | 0.044244 | 4.5552e-08 | 0.074923 | 0.014919 | 0.24 | 0.71173 | 0 | 0.82971 | 0.0018869 | 0 | #DIV/0! | #DIV/0! | #DIV/0! | #DIV/0! | 0 | 0 | 0 | 0
1979-06-27 | Jun | 27 | 1:00 | 69.98 | 200 | 708.6614 | 42519.6864 | 0 | 0 | 0.044244 | 4.5552e-08 | 0.074923 | 0.014919 | 0.24 | 0.71173 | 0 | 0.82971 | 0.0018869 | 0 | #DIV/0! | #DIV/0! | #DIV/0! | #DIV/0! | 0 | 0 | 0 | 0
1979-06-27 | Jun | 27 | 2:00 | 69.08 | 190 | 807.0866 | 48425.1984 | 0 | 0 | 0.044171 | 4.5402e-08 | 0.075052 | 0.014896 | 0.24 | 0.71167 | 0 | 0.82698 | 0.0018901 | 0 | #DIV/0! | #DIV/0! | #DIV/0! | #DIV/0! | 0 | 0 | 0 | 0
1979-06-27 | Jun | 27 | 3:00 | 69.08 | 210 | 807.0866 | 48425.1984 | 0 | 0 | 0.044171 | 4.5402e-08 | 0.075052 | 0.014896 | 0.24 | 0.71167 | 0 | 0.82698 | 0.0018901 | 0 | #DIV/0! | #DIV/0! | #DIV/0! | #DIV/0! | 0 | 0 | 0 | 0
1979-06-27 | Jun | 27 | 4:00 | 68 | 200 | 807.0866 | 48425.1984 | 0 | 0 | 0.044084 | 4.5222e-08 | 0.075208 | 0.014868 | 0.24 | 0.7116 | 0 | 0.82372 | 0.0018939 | 0 | #DIV/0! | #DIV/0! | #DIV/0! | #DIV/0! | 0 | 0 | 0 | 0
1979-06-27 | Jun | 27 | 5:00 | 66.92 | 200 | 807.0866 | 48425.1984 | 0 | 0 | 0.043996 | 4.5042e-08 | 0.075364 | 0.01484 | 0.24 | 0.71153 | 0 | 0.82046 | 0.0018978 | 0 | #DIV/0! | #DIV/0! | #DIV/0! | #DIV/0! | 0 | 0 | 0 | 0
1979-06-27 | Jun | 27 | 6:00 | 66.92 | 200 | 610.2362 | 36614.1744 | 0 | 0 | 0.043996 | 4.5042e-08 | 0.075364 | 0.01484 | 0.24 | 0.71153 | 0 | 0.82046 | 0.0018978 | 0 | #DIV/0! | #DIV/0! | #DIV/0! | #DIV/0! | 0 | 0 | 0 | 0
1979-06-27 | Jun | 27 | 7:00 | 69.98 | 240 | 1023.6221 | 61417.3248 | 0 | 0 | 0.044244 | 4.5552e-08 | 0.074923 | 0.014919 | 0.24 | 0.71173 | 0 | 0.82971 | 0.0018869 | 0 | #DIV/0! | #DIV/0! | #DIV/0! | #DIV/0! | 0 | 0 | 0 | 0
1979-06-27 | Jun | 27 | 8:00 | 73.94 | 220 | 905.5118 | 54330.7104 | 0 | 0 | 0.044428 | 4.6103e-08 | 0.074372 | 0.015022 | 0.24 | 0.70979 | 0 | 0.84162 | 0.0018729 | 0 | #DIV/0! | #DIV/0! | #DIV/0! | #DIV/0! | 0 | 0 | 0 | 0
1979-06-27 | Jun | 27 | 9:00 | 77 | 220 | 807.0866 | 48425.1984 | 0 | 0 | 0.04457 | 4.6528e-08 | 0.073947 | 0.015102 | 0.24 | 0.7083 | 0 | 0.85095 | 0.0018622 | 0 | #DIV/0! | #DIV/0! | #DIV/0! | #DIV/0! | 0 | 0 | 0 | 0
1979-06-27 | Jun | 27 | 10:00 | 82.04 | 220 | 708.6614 | 42519.6864 | 0 | 0 | 0.044804 | 4.7228e-08 | 0.073257 | 0.015233 | 0.24 | 0.70589 | 0 | 0.86642 | 0.0018449 | 0 | #DIV/0! | #DIV/0! | #DIV/0! | #DIV/0! | 0 | 0 | 0 | 0
1979-06-27 | Jun | 27 | 11:00 | 82.94 | 210 | 905.5118 | 54330.7104 | 0 | 0 | 0.044845 | 4.7353e-08 | 0.073136 | 0.015256 | 0.24 | 0.70546 | 0 | 0.86918 | 0.0018418 | 0 | #DIV/0! | #DIV/0! | #DIV/0! | #DIV/0! | 0 | 0 | 0 | 0
1979-06-27 | Jun | 27 | 12:00 | 84.92 | 230 | 1122.0473 | 67322.8368 | 0 | 0 | 0.044937 | 4.7628e-08 | 0.072871 | 0.015308 | 0.24 | 0.70453 | 0 | 0.87529 | 0.0018351 | 0 | #DIV/0! | #DIV/0! | #DIV/0! | #DIV/0! | 0 | 0 | 0 | 0
1979-06-27 | Jun | 27 | 13:00 | 87.08 | 250 | 807.0866 | 48425.1984 | 0 | 0 | 0.045037 | 4.7928e-08 | 0.072581 | 0.015364 | 0.24 | 0.70352 | 0 | 0.882 | 0.0018279 | 0 | #DIV/0! | #DIV/0! | #DIV/0! | #DIV/0! | 0 | 0 | 0 | 0
1979-06-27 | Jun | 27 | 14:00 | 87.08 | 230 | 1023.6221 | 61417.3248 | 0 | 0 | 0.045037 | 4.7928e-08 | 0.072581 | 0.015364 | 0.24 | 0.70352 | 0 | 0.882 | 0.0018279 | 0 | #DIV/0! | #DIV/0! | #DIV/0! | #DIV/0! | 0 | 0 | 0 | 0
1979-06-27 | Jun | 27 | 15:00 | 87.08 | 210 | 708.6614 | 42519.6864 | 0 | 0 | 0.045037 | 4.7928e-08 | 0.072581 | 0.015364 | 0.24 | 0.70352 | 0 | 0.882 | 0.0018279 | 0 | #DIV/0! | #DIV/0! | #DIV/0! | #DIV/0! | 0 | 0 | 0 | 0
1979-06-27 | Jun | 27 | 16:00 | 86 | 260 | 1023.6221 | 61417.3248 | 0 | 0 | 0.044987 | 4.7778e-08 | 0.072726 | 0.015336 | 0.24 | 0.70402 | 0 | 0.87864 | 0.0018315 | 0 | #DIV/0! | #DIV/0! | #DIV/0! | #DIV/0! | 0 | 0 | 0 | 0
1979-06-27 | Jun | 27 | 17:00 | 84.92 | 280 | 905.5118 | 54330.7104 | 0 | 0 | 0.044937 | 4.7628e-08 | 0.072871 | 0.015308 | 0.24 | 0.70453 | 0 | 0.87529 | 0.0018351 | 0 | #DIV/0! | #DIV/0! | #DIV/0! | #DIV/0! | 0 | 0 | 0 | 0
1979-06-27 | Jun | 27 | 18:00 | 84.92 | 260 | 905.5118 | 54330.7104 | 0 | 0 | 0.044937 | 4.7628e-08 | 0.072871 | 0.015308 | 0.24 | 0.70453 | 0 | 0.87529 | 0.0018351 | 0 | #DIV/0! | #DIV/0! | #DIV/0! | #DIV/0! | 0 | 0 | 0 | 0
1979-06-27 | Jun | 27 | 19:00 | 82.94 | 250 | 807.0866 | 48425.1984 | 0 | 0 | 0.044845 | 4.7353e-08 | 0.073136 | 0.015256 | 0.24 | 0.70546 | 0 | 0.86918 | 0.0018418 | 0 | #DIV/0! | #DIV/0! | #DIV/0! | #DIV/0! | 0 | 0 | 0 | 0
1979-06-27 | Jun | 27 | 20:00 | 78.08 | 230 | 1023.6221 | 61417.3248 | 0 | 0 | 0.04462 | 4.6678e-08 | 0.073797 | 0.01513 | 0.24 | 0.70778 | 0 | 0.85426 | 0.0018585 | 0 | #DIV/0! | #DIV/0! | #DIV/0! | #DIV/0! | 0 | 0 | 0 | 0
1979-06-27 | Jun | 27 | 21:00 | 75.02 | 340 | 905.5118 | 54330.7104 | 0 | 0 | 0.044478 | 4.6253e-08 | 0.074222 | 0.015051 | 0.24 | 0.70926 | 0 | 0.8449 | 0.0018691 | 0 | #DIV/0! | #DIV/0! | #DIV/0! | #DIV/0! | 0 | 0 | 0 | 0
1979-06-27 | Jun | 27 | 22:00 | 71.96 | 120 | 511.811 | 30708.6624 | 0 | 0 | 0.044336 | 4.5828e-08 | 0.074648 | 0.014971 | 0.24 | 0.71076 | 0 | 0.83565 | 0.0018798 | 0 | #DIV/0! | #DIV/0! | #DIV/0! | #DIV/0! | 0 | 0 | 0 | 0
1979-06-27 | Jun | 27 | 23:00 | 69.08 | 160 | 413.3858 | 24803.1504 | 0 | 0 | 0.044171 | 4.5402e-08 | 0.075052 | 0.014896 | 0.24 | 0.71167 | 0 | 0.82698 | 0.0018901 | 0 | #DIV/0! | #DIV/0! | #DIV/0! | #DIV/0! | 0 | 0 | 0 | 0
1979-06-27 | Jun | 27 | 24:00 | 68 | 230 | 295.2756 | 17716.536 | 0 | 0 | 0.044084 | 4.5222e-08 | 0.075208 | 0.014868 | 0.24 | 0.7116 | 0 | 0.82372 | 0.0018939 | 0 | #DIV/0! | #DIV/0! | #DIV/0! | #DIV/0! | 0 | 0 | 0 | 0
1979-06-28 | Jun | 28 | 1:00 | 68 | 0 | 0 | 0 | 0 | 0 | 0.044084 | 4.5222e-08 | 0.075208 | 0.014868 | 0.24 | 0.7116 | 0 | 0.82372 | 0.0018939 | 0 | #DIV/0! | #DIV/0! | #DIV/0! | #DIV/0! | 0 | 0 | 0 | 0
1979-06-28 | Jun | 28 | 2:00 | 66.92 | 210 | 413.3858 | 24803.1504 | 0 | 0 | 0.043996 | 4.5042e-08 | 0.075364 | 0.01484 | 0.24 | 0.71153 | 0 | 0.82046 | 0.0018978 | 0 | #DIV/0! | #DIV/0! | #DIV/0! | #DIV/0! | 0 | 0 | 0 | 0
1979-06-28 | Jun | 28 | 3:00 | 66.92 | 0 | 0 | 0 | 0 | 0 | 0.043996 | 4.5042e-08 | 0.075364 | 0.01484 | 0.24 | 0.71153 | 0 | 0.82046 | 0.0018978 | 0 | #DIV/0! | #DIV/0! | #DIV/0! | #DIV/0! | 0 | 0 | 0 | 0
1979-06-28 | Jun | 28 | 4:00 | 66.92 | 130 | 511.811 | 30708.6624 | 0 | 0 | 0.043996 | 4.5042e-08 | 0.075364 | 0.01484 | 0.24 | 0.71153 | 0 | 0.82046 | 0.0018978 | 0 | #DIV/0! | #DIV/0! | #DIV/0! | #DIV/0! | 0 | 0 | 0 | 0
1979-06-28 | Jun | 28 | 5:00 | 66.92 | 40 | 610.2362 | 36614.1744 | 0 | 0 | 0.043996 | 4.5042e-08 | 0.075364 | 0.01484 | 0.24 | 0.71153 | 0 | 0.82046 | 0.0018978 | 0 | #DIV/0! | #DIV/0! | #DIV/0! | #DIV/0! | 0 | 0 | 0 | 0
1979-06-28 | Jun | 28 | 6:00 | 68 | 60 | 511.811 | 30708.6624 | 0 | 0 | 0.044084 | 4.5222e-08 | 0.075208 | 0.014868 | 0.24 | 0.7116 | 0 | 0.82372 | 0.0018939 | 0 | #DIV/0! | #DIV/0! | #DIV/0! | #DIV/0! | 0 | 0 | 0 | 0
1979-06-28 | Jun | 28 | 7:00 | 73.04 | 80 | 413.3858 | 24803.1504 | 0 | 0 | 0.044387 | 4.5978e-08 | 0.074497 | 0.014999 | 0.24 | 0.71023 | 0 | 0.8389 | 0.001876 | 0 | #DIV/0! | #DIV/0! | #DIV/0! | #DIV/0! | 0 | 0 | 0 | 0
1979-06-28 | Jun | 28 | 8:00 | 78.08 | 100 | 708.6614 | 42519.6864 | 0 | 0 | 0.04462 | 4.6678e-08 | 0.073797 | 0.01513 | 0.24 | 0.70778 | 0 | 0.85426 | 0.0018585 | 0 | #DIV/0! | #DIV/0! | #DIV/0! | #DIV/0! | 0 | 0 | 0 | 0
1979-06-28 | Jun | 28 | 9:00 | 80.96 | 110 | 610.2362 | 36614.1744 | 0 | 0 | 0.044753 | 4.7078e-08 | 0.073401 | 0.015205 | 0.24 | 0.7064 | 0 | 0.86312 | 0.0018486 | 0 | #DIV/0! | #DIV/0! | #DIV/0! | #DIV/0! | 0 | 0 | 0 | 0
1979-06-28 | Jun | 28 | 10:00 | 82.94 | 110 | 610.2362 | 36614.1744 | 0 | 0 | 0.044845 | 4.7353e-08 | 0.073136 | 0.015256 | 0.24 | 0.70546 | 0 | 0.86918 | 0.0018418 | 0 | #DIV/0! | #DIV/0! | #DIV/0! | #DIV/0! | 0 | 0 | 0 | 0
1979-06-28 | Jun | 28 | 11:00 | 82.94 | 80 | 905.5118 | 54330.7104 | 0 | 0 | 0.044845 | 4.7353e-08 | 0.073136 | 0.015256 | 0.24 | 0.70546 | 0 | 0.86918 | 0.0018418 | 0 | #DIV/0! | #DIV/0! | #DIV/0! | #DIV/0! | 0 | 0 | 0 | 0
1979-06-28 | Jun | 28 | 12:00 | 82.94 | 110 | 905.5118 | 54330.7104 | 0 | 0 | 0.044845 | 4.7353e-08 | 0.073136 | 0.015256 | 0.24 | 0.70546 | 0 | 0.86918 | 0.0018418 | 0 | #DIV/0! | #DIV/0! | #DIV/0! | #DIV/0! | 0 | 0 | 0 | 0
1979-06-28 | Jun | 28 | 13:00 | 84.92 | 70 | 807.0866 | 48425.1984 | 0 | 0 | 0.044937 | 4.7628e-08 | 0.072871 | 0.015308 | 0.24 | 0.70453 | 0 | 0.87529 | 0.0018351 | 0 | #DIV/0! | #DIV/0! | #DIV/0! | #DIV/0! | 0 | 0 | 0 | 0
1979-06-28 | Jun | 28 | 14:00 | 86 | 140 | 610.2362 | 36614.1744 | 0 | 0 | 0.044987 | 4.7778e-08 | 0.072726 | 0.015336 | 0.24 | 0.70402 | 0 | 0.87864 | 0.0018315 | 0 | #DIV/0! | #DIV/0! | #DIV/0! | #DIV/0! | 0 | 0 | 0 | 0
1979-06-28 | Jun | 28 | 15:00 | 82.94 | 90 | 1023.6221 | 61417.3248 | 0 | 0 | 0.044845 | 4.7353e-08 | 0.073136 | 0.015256 | 0.24 | 0.70546 | 0 | 0.86918 | 0.0018418 | 0 | #DIV/0! | #DIV/0! | #DIV/0! | #DIV/0! | 0 | 0 | 0 | 0
1979-06-28 | Jun | 28 | 16:00 | 82.94 | 90 | 1023.6221 | 61417.3248 | 0 | 0 | 0.044845 | 4.7353e-08 | 0.073136 | 0.015256 | 0.24 | 0.70546 | 0 | 0.86918 | 0.0018418 | 0 | #DIV/0! | #DIV/0! | #DIV/0! | #DIV/0! | 0 | 0 | 0 | 0
1979-06-28 | Jun | 28 | 17:00 | 84.02 | 110 | 1023.6221 | 61417.3248 | 0 | 0 | 0.044895 | 4.7503e-08 | 0.072991 | 0.015285 | 0.24 | 0.70495 | 0 | 0.87251 | 0.0018382 | 0 | #DIV/0! | #DIV/0! | #DIV/0! | #DIV/0! | 0 | 0 | 0 | 0
1979-06-28 | Jun | 28 | 18:00 | 80.96 | 100 | 1023.6221 | 61417.3248 | 0 | 0 | 0.044753 | 4.7078e-08 | 0.073401 | 0.015205 | 0.24 | 0.7064 | 0 | 0.86312 | 0.0018486 | 0 | #DIV/0! | #DIV/0! | #DIV/0! | #DIV/0! | 0 | 0 | 0 | 0
1979-06-28 | Jun | 28 | 19:00 | 75.92 | 90 | 807.0866 | 48425.1984 | 0 | 0 | 0.04452 | 4.6378e-08 | 0.074097 | 0.015074 | 0.24 | 0.70883 | 0 | 0.84764 | 0.001866 | 0 | #DIV/0! | #DIV/0! | #DIV/0! | #DIV/0! | 0 | 0 | 0 | 0
1979-06-28 | Jun | 28 | 20:00 | 75.02 | 70 | 708.6614 | 42519.6864 | 0 | 0 | 0.044478 | 4.6253e-08 | 0.074222 | 0.015051 | 0.24 | 0.70926 | 0 | 0.8449 | 0.0018691 | 0 | #DIV/0! | #DIV/0! | #DIV/0! | #DIV/0! | 0 | 0 | 0 | 0
1979-06-28 | Jun | 28 | 21:00 | 71.06 | 110 | 905.5118 | 54330.7104 | 0 | 0 | 0.044295 | 4.5703e-08 | 0.074773 | 0.014948 | 0.24 | 0.7112 | 0 | 0.83294 | 0.001883 | 0 | #DIV/0! | #DIV/0! | #DIV/0! | #DIV/0! | 0 | 0 | 0 | 0
1979-06-28 | Jun | 28 | 22:00 | 71.96 | 200 | 295.2756 | 17716.536 | 0 | 0 | 0.044336 | 4.5828e-08 | 0.074648 | 0.014971 | 0.24 | 0.71076 | 0 | 0.83565 | 0.0018798 | 0 | #DIV/0! | #DIV/0! | #DIV/0! | #DIV/0! | 0 | 0 | 0 | 0
1979-06-28 | Jun | 28 | 23:00 | 66.92 | 40 | 2027.5591 | 121653.5472 | 0 | 0 | 0.043996 | 4.5042e-08 | 0.075364 | 0.01484 | 0.24 | 0.71153 | 0 | 0.82046 | 0.0018978 | 0 | #DIV/0! | #DIV/0! | #DIV/0! | #DIV/0! | 0 | 0 | 0 | 0
1979-06-28 | Jun | 28 | 24:00 | 66.02 | 60 | 1220.4725 | 73228.3488 | 0 | 0 | 0.043923 | 4.4892e-08 | 0.075493 | 0.014817 | 0.24 | 0.71147 | 0 | 0.81776 | 0.0019011 | 0 | #DIV/0! | #DIV/0! | #DIV/0! | #DIV/0! | 0 | 0 | 0 | 0
1979-06-29 | Jun | 29 | 1:00 | 64.94 | 120 | 708.6614 | 42519.6864 | 0 | 0 | 0.043835 | 4.4712e-08 | 0.075649 | 0.014788 | 0.24 | 0.7114 | 0 | 0.81454 | 0.001905 | 0 | #DIV/0! | #DIV/0! | #DIV/0! | #DIV/0! | 0 | 0 | 0 | 0
1979-06-29 | Jun | 29 | 2:00 | 60.98 | 160 | 807.0866 | 48425.1984 | 0 | 0 | 0.043514 | 4.4052e-08 | 0.076219 | 0.014685 | 0.24 | 0.71114 | 0 | 0.80281 | 0.0019195 | 0 | #DIV/0! | #DIV/0! | #DIV/0! | #DIV/0! | 0 | 0 | 0 | 0
1979-06-29 | Jun | 29 | 3:00 | 60.08 | 160 | 807.0866 | 48425.1984 | 0 | 0 | 0.043441 | 4.3902e-08 | 0.076348 | 0.014662 | 0.24 | 0.71108 | 0 | 0.80017 | 0.0019228 | 0 | #DIV/0! | #DIV/0! | #DIV/0! | #DIV/0! | 0 | 0 | 0 | 0
1979-06-29 | Jun | 29 | 4:00 | 64.94 | 170 | 610.2362 | 36614.1744 | 0 | 0 | 0.043835 | 4.4712e-08 | 0.075649 | 0.014788 | 0.24 | 0.7114 | 0 | 0.81454 | 0.001905 | 0 | #DIV/0! | #DIV/0! | #DIV/0! | #DIV/0! | 0 | 0 | 0 | 0
1979-06-29 | Jun | 29 | 5:00 | 69.08 | 210 | 708.6614 | 42519.6864 | 0 | 0 | 0.044171 | 4.5402e-08 | 0.075052 | 0.014896 | 0.24 | 0.71167 | 0 | 0.82698 | 0.0018901 | 0 | #DIV/0! | #DIV/0! | #DIV/0! | #DIV/0! | 0 | 0 | 0 | 0
1979-06-29 | Jun | 29 | 6:00 | 64.94 | 130 | 1023.6221 | 61417.3248 | 0 | 0 | 0.043835 | 4.4712e-08 | 0.075649 | 0.014788 | 0.24 | 0.7114 | 0 | 0.81454 | 0.001905 | 0 | #DIV/0! | #DIV/0! | #DIV/0! | #DIV/0! | 0 | 0 | 0 | 0
1979-06-29 | Jun | 29 | 7:00 | 68 | 150 | 1023.6221 | 61417.3248 | 0 | 0 | 0.044084 | 4.5222e-08 | 0.075208 | 0.014868 | 0.24 | 0.7116 | 0 | 0.82372 | 0.0018939 | 0 | #DIV/0! | #DIV/0! | #DIV/0! | #DIV/0! | 0 | 0 | 0 | 0
1979-06-29 | Jun | 29 | 8:00 | 69.98 | 190 | 1220.4725 | 73228.3488 | 0 | 0 | 0.044244 | 4.5552e-08 | 0.074923 | 0.014919 | 0.24 | 0.71173 | 0 | 0.82971 | 0.0018869 | 0 | #DIV/0! | #DIV/0! | #DIV/0! | #DIV/0! | 0 | 0 | 0 | 0
1979-06-29 | Jun | 29 | 9:00 | 73.94 | 210 | 1318.8977 | 79133.8608 | 0 | 0 | 0.044428 | 4.6103e-08 | 0.074372 | 0.015022 | 0.24 | 0.70979 | 0 | 0.84162 | 0.0018729 | 0 | #DIV/0! | #DIV/0! | #DIV/0! | #DIV/0! | 0 | 0 | 0 | 0
1979-06-29 | Jun | 29 | 10:00 | 75.92 | 210 | 1220.4725 | 73228.3488 | 0 | 0 | 0.04452 | 4.6378e-08 | 0.074097 | 0.015074 | 0.24 | 0.70883 | 0 | 0.84764 | 0.001866 | 0 | #DIV/0! | #DIV/0! | #DIV/0! | #DIV/0! | 0 | 0 | 0 | 0
1979-06-29 | Jun | 29 | 11:00 | 80.06 | 230 | 905.5118 | 54330.7104 | 0 | 0 | 0.044712 | 4.6953e-08 | 0.073522 | 0.015182 | 0.24 | 0.70683 | 0 | 0.86038 | 0.0018516 | 0 | #DIV/0! | #DIV/0! | #DIV/0! | #DIV/0! | 0 | 0 | 0 | 0
1979-06-29 | Jun | 29 | 12:00 | 75.02 | 230 | 1318.8977 | 79133.8608 | 0 | 0 | 0.044478 | 4.6253e-08 | 0.074222 | 0.015051 | 0.24 | 0.70926 | 0 | 0.8449 | 0.0018691 | 0 | #DIV/0! | #DIV/0! | #DIV/0! | #DIV/0! | 0 | 0 | 0 | 0
1979-06-29 | Jun | 29 | 13:00 | 68 | 270 | 1023.6221 | 61417.3248 | 0 | 0 | 0.044084 | 4.5222e-08 | 0.075208 | 0.014868 | 0.24 | 0.7116 | 0 | 0.82372 | 0.0018939 | 0 | #DIV/0! | #DIV/0! | #DIV/0! | #DIV/0! | 0 | 0 | 0 | 0
1979-06-29 | Jun | 29 | 14:00 | 68 | 340 | 295.2756 | 17716.536 | 0 | 0 | 0.044084 | 4.5222e-08 | 0.075208 | 0.014868 | 0.24 | 0.7116 | 0 | 0.82372 | 0.0018939 | 0 | #DIV/0! | #DIV/0! | #DIV/0! | #DIV/0! | 0 | 0 | 0 | 0
1979-06-29 | Jun | 29 | 15:00 | 69.98 | 360 | 807.0866 | 48425.1984 | 0 | 0 | 0.044244 | 4.5552e-08 | 0.074923 | 0.014919 | 0.24 | 0.71173 | 0 | 0.82971 | 0.0018869 | 0 | #DIV/0! | #DIV/0! | #DIV/0! | #DIV/0! | 0 | 0 | 0 | 0
1979-06-29 | Jun | 29 | 16:00 | 71.06 | 10 | 1122.0473 | 67322.8368 | 0 | 0 | 0.044295 | 4.5703e-08 | 0.074773 | 0.014948 | 0.24 | 0.7112 | 0 | 0.83294 | 0.001883 | 0 | #DIV/0! | #DIV/0! | #DIV/0! | #DIV/0! | 0 | 0 | 0 | 0
1979-06-29 | Jun | 29 | 17:00 | 71.06 | 10 | 1220.4725 | 73228.3488 | 0 | 0 | 0.044295 | 4.5703e-08 | 0.074773 | 0.014948 | 0.24 | 0.7112 | 0 | 0.83294 | 0.001883 | 0 | #DIV/0! | #DIV/0! | #DIV/0! | #DIV/0! | 0 | 0 | 0 | 0
1979-06-29 | Jun | 29 | 18:00 | 66.92 | 10 | 1318.8977 | 79133.8608 | 0 | 0 | 0.043996 | 4.5042e-08 | 0.075364 | 0.01484 | 0.24 | 0.71153 | 0 | 0.82046 | 0.0018978 | 0 | #DIV/0! | #DIV/0! | #DIV/0! | #DIV/0! | 0 | 0 | 0 | 0
1979-06-29 | Jun | 29 | 19:00 | 64.04 | 10 | 1220.4725 | 73228.3488 | 0 | 0 | 0.043762 | 4.4562e-08 | 0.075778 | 0.014765 | 0.24 | 0.71134 | 0 | 0.81186 | 0.0019083 | 0 | #DIV/0! | #DIV/0! | #DIV/0! | #DIV/0! | 0 | 0 | 0 | 0
1979-06-29 | Jun | 29 | 20:00 | 64.04 | 350 | 1417.3229 | 85039.3728 | 0 | 0 | 0.043762 | 4.4562e-08 | 0.075778 | 0.014765 | 0.24 | 0.71134 | 0 | 0.81186 | 0.0019083 | 0 | #DIV/0! | #DIV/0! | #DIV/0! | #DIV/0! | 0 | 0 | 0 | 0
1979-06-29 | Jun | 29 | 21:00 | 64.94 | 350 | 1318.8977 | 79133.8608 | 0 | 0 | 0.043835 | 4.4712e-08 | 0.075649 | 0.014788 | 0.24 | 0.7114 | 0 | 0.81454 | 0.001905 | 0 | #DIV/0! | #DIV/0! | #DIV/0! | #DIV/0! | 0 | 0 | 0 | 0
1979-06-29 | Jun | 29 | 22:00 | 64.94 | 350 | 1318.8977 | 79133.8608 | 0 | 0 | 0.043835 | 4.4712e-08 | 0.075649 | 0.014788 | 0.24 | 0.7114 | 0 | 0.81454 | 0.001905 | 0 | #DIV/0! | #DIV/0! | #DIV/0! | #DIV/0! | 0 | 0 | 0 | 0
1979-06-29 | Jun | 29 | 23:00 | 64.94 | 340 | 1122.0473 | 67322.8368 | 0 | 0 | 0.043835 | 4.4712e-08 | 0.075649 | 0.014788 | 0.24 | 0.7114 | 0 | 0.81454 | 0.001905 | 0 | #DIV/0! | #DIV/0! | #DIV/0! | #DIV/0! | 0 | 0 | 0 | 0
1979-06-29 | Jun | 29 | 24:00 | 64.94 | 340 | 1023.6221 | 61417.3248 | 0 | 0 | 0.043835 | 4.4712e-08 | 0.075649 | 0.014788 | 0.24 | 0.7114 | 0 | 0.81454 | 0.001905 | 0 | #DIV/0! | #DIV/0! | #DIV/0! | #DIV/0! | 0 | 0 | 0 | 0
1979-06-30 | Jun | 30 | 1:00 | 62.96 | 350 | 1318.8977 | 79133.8608 | 0 | 0 | 0.043675 | 4.4382e-08 | 0.075934 | 0.014737 | 0.24 | 0.71127 | 0 | 0.80865 | 0.0019122 | 0 | #DIV/0! | #DIV/0! | #DIV/0! | #DIV/0! | 0 | 0 | 0 | 0
1979-06-30 | Jun | 30 | 2:00 | 60.98 | 360 | 1220.4725 | 73228.3488 | 0 | 0 | 0.043514 | 4.4052e-08 | 0.076219 | 0.014685 | 0.24 | 0.71114 | 0 | 0.80281 | 0.0019195 | 0 | #DIV/0! | #DIV/0! | #DIV/0! | #DIV/0! | 0 | 0 | 0 | 0
1979-06-30 | Jun | 30 | 3:00 | 57.02 | 310 | 807.0866 | 48425.1984 | 0 | 0 | 0.043193 | 4.3392e-08 | 0.076807 | 0.014583 | 0.24 | 0.71088 | 0 | 0.79108 | 0.0019342 | 0 | #DIV/0! | #DIV/0! | #DIV/0! | #DIV/0! | 0 | 0 | 0 | 0
1979-06-30 | Jun | 30 | 4:00 | 55.94 | 310 | 511.811 | 30708.6624 | 0 | 0 | 0.043106 | 4.3212e-08 | 0.076969 | 0.014554 | 0.24 | 0.71081 | 0 | 0.7879 | 0.0019382 | 0 | #DIV/0! | #DIV/0! | #DIV/0! | #DIV/0! | 0 | 0 | 0 | 0
1979-06-30 | Jun | 30 | 5:00 | 53.06 | 280 | 610.2362 | 36614.1744 | 0 | 0 | 0.042872 | 4.2732e-08 | 0.077401 | 0.01448 | 0.24 | 0.71061 | 0 | 0.77947 | 0.0019491 | 0 | #DIV/0! | #DIV/0! | #DIV/0! | #DIV/0! | 0 | 0 | 0 | 0
1979-06-30 | Jun | 30 | 6:00 | 55.04 | 310 | 413.3858 | 24803.1504 | 0 | 0 | 0.043033 | 4.3062e-08 | 0.077104 | 0.014531 | 0.24 | 0.71074 | 0 | 0.78525 | 0.0019416 | 0 | #DIV/0! | #DIV/0! | #DIV/0! | #DIV/0! | 0 | 0 | 0 | 0
1979-06-30 | Jun | 30 | 7:00 | 66.92 | 340 | 807.0866 | 48425.1984 | 0 | 0 | 0.043996 | 4.5042e-08 | 0.075364 | 0.01484 | 0.24 | 0.71153 | 0 | 0.82046 | 0.0018978 | 0 | #DIV/0! | #DIV/0! | #DIV/0! | #DIV/0! | 0 | 0 | 0 | 0
1979-06-30 | Jun | 30 | 8:00 | 73.94 | 330 | 807.0866 | 48425.1984 | 0 | 0 | 0.044428 | 4.6103e-08 | 0.074372 | 0.015022 | 0.24 | 0.70979 | 0 | 0.84162 | 0.0018729 | 0 | #DIV/0! | #DIV/0! | #DIV/0! | #DIV/0! | 0 | 0 | 0 | 0
1979-06-30 | Jun | 30 | 9:00 | 69.98 | 330 | 807.0866 | 48425.1984 | 0 | 0 | 0.044244 | 4.5552e-08 | 0.074923 | 0.014919 | 0.24 | 0.71173 | 0 | 0.82971 | 0.0018869 | 0 | #DIV/0! | #DIV/0! | #DIV/0! | #DIV/0! | 0 | 0 | 0 | 0
1979-06-30 | Jun | 30 | 10:00 | 75.02 | 340 | 807.0866 | 48425.1984 | 0 | 0 | 0.044478 | 4.6253e-08 | 0.074222 | 0.015051 | 0.24 | 0.70926 | 0 | 0.8449 | 0.0018691 | 0 | #DIV/0! | #DIV/0! | #DIV/0! | #DIV/0! | 0 | 0 | 0 | 0
1979-06-30 | Jun | 30 | 11:00 | 78.08 | 320 | 807.0866 | 48425.1984 | 0 | 0 | 0.04462 | 4.6678e-08 | 0.073797 | 0.01513 | 0.24 | 0.70778 | 0 | 0.85426 | 0.0018585 | 0 | #DIV/0! | #DIV/0! | #DIV/0! | #DIV/0! | 0 | 0 | 0 | 0
1979-06-30 | Jun | 30 | 12:00 | 78.98 | 310 | 1023.6221 | 61417.3248 | 0 | 0 | 0.044662 | 4.6803e-08 | 0.073672 | 0.015153 | 0.24 | 0.70735 | 0 | 0.85704 | 0.0018554 | 0 | #DIV/0! | #DIV/0! | #DIV/0! | #DIV/0! | 0 | 0 | 0 | 0
1979-06-30 | Jun | 30 | 13:00 | 80.06 | 340 | 807.0866 | 48425.1984 | 0 | 0 | 0.044712 | 4.6953e-08 | 0.073522 | 0.015182 | 0.24 | 0.70683 | 0 | 0.86038 | 0.0018516 | 0 | #DIV/0! | #DIV/0! | #DIV/0! | #DIV/0! | 0 | 0 | 0 | 0
1979-06-30 | Jun | 30 | 14:00 | 80.06 | 310 | 1023.6221 | 61417.3248 | 0 | 0 | 0.044712 | 4.6953e-08 | 0.073522 | 0.015182 | 0.24 | 0.70683 | 0 | 0.86038 | 0.0018516 | 0 | #DIV/0! | #DIV/0! | #DIV/0! | #DIV/0! | 0 | 0 | 0 | 0
1979-06-30 | Jun | 30 | 15:00 | 80.96 | 20 | 1220.4725 | 73228.3488 | 0 | 0 | 0.044753 | 4.7078e-08 | 0.073401 | 0.015205 | 0.24 | 0.7064 | 0 | 0.86312 | 0.0018486 | 0 | #DIV/0! | #DIV/0! | #DIV/0! | #DIV/0! | 0 | 0 | 0 | 0
1979-06-30 | Jun | 30 | 16:00 | 69.98 | 50 | 1023.6221 | 61417.3248 | 0 | 0 | 0.044244 | 4.5552e-08 | 0.074923 | 0.014919 | 0.24 | 0.71173 | 0 | 0.82971 | 0.0018869 | 0 | #DIV/0! | #DIV/0! | #DIV/0! | #DIV/0! | 0 | 0 | 0 | 0
1979-06-30 | Jun | 30 | 17:00 | 77 | 310 | 511.811 | 30708.6624 | 0 | 0 | 0.04457 | 4.6528e-08 | 0.073947 | 0.015102 | 0.24 | 0.7083 | 0 | 0.85095 | 0.0018622 | 0 | #DIV/0! | #DIV/0! | #DIV/0! | #DIV/0! | 0 | 0 | 0 | 0
1979-06-30 | Jun | 30 | 18:00 | 75.92 | 310 | 413.3858 | 24803.1504 | 0 | 0 | 0.04452 | 4.6378e-08 | 0.074097 | 0.015074 | 0.24 | 0.70883 | 0 | 0.84764 | 0.001866 | 0 | #DIV/0! | #DIV/0! | #DIV/0! | #DIV/0! | 0 | 0 | 0 | 0
1979-06-30 | Jun | 30 | 19:00 | 68 | 360 | 1515.7481 | 90944.8848 | 0 | 0 | 0.044084 | 4.5222e-08 | 0.075208 | 0.014868 | 0.24 | 0.7116 | 0 | 0.82372 | 0.0018939 | 0 | #DIV/0! | #DIV/0! | #DIV/0! | #DIV/0! | 0 | 0 | 0 | 0
1979-06-30 | Jun | 30 | 20:00 | 64.94 | 330 | 511.811 | 30708.6624 | 0 | 0 | 0.043835 | 4.4712e-08 | 0.075649 | 0.014788 | 0.24 | 0.7114 | 0 | 0.81454 | 0.001905 | 0 | #DIV/0! | #DIV/0! | #DIV/0! | #DIV/0! | 0 | 0 | 0 | 0
1979-06-30 | Jun | 30 | 21:00 | 64.94 | 350 | 610.2362 | 36614.1744 | 0 | 0 | 0.043835 | 4.4712e-08 | 0.075649 | 0.014788 | 0.24 | 0.7114 | 0 | 0.81454 | 0.001905 | 0 | #DIV/0! | #DIV/0! | #DIV/0! | #DIV/0! | 0 | 0 | 0 | 0
1979-06-30 | Jun | 30 | 22:00 | 64.4 | 340 | 629.9213 | 37795.2768 | 0 | 0 | 0.043792 | 4.4622e-08 | 0.075726 | 0.014774 | 0.24 | 0.71137 | 0 | 0.81293 | 0.0019069 | 0 | #DIV/0! | #DIV/0! | #DIV/0! | #DIV/0! | 0 | 0 | 0 | 0
1979-06-30 | Jun | 30 | 23:00 | 63.86 | 360 | 669.2914 | 40157.4816 | 0 | 0 | 0.043748 | 4.4532e-08 | 0.075804 | 0.01476 | 0.24 | 0.71133 | 0 | 0.81132 | 0.0019089 | 0 | #DIV/0! | #DIV/0! | #DIV/0! | #DIV/0! | 0 | 0 | 0 | 0
1979-06-30 | Jun | 30 | 24:00 | 63.32 | 340 | 688.9764 | 41338.584 | 0 | 0 | 0.043704 | 4.4442e-08 | 0.075882 | 0.014746 | 0.24 | 0.71129 | 0 | 0.80972 | 0.0019109 | 0 | #DIV/0! | #DIV/0! | #DIV/0! | #DIV/0! | 0 | 0 | 0 | 0
1986-07-01 | Jul | 1 | 1:00 | 62.6 | 70 | 728.3465 | 43700.7888 | 0 | 0 | 0.043646 | 4.4322e-08 | 0.075986 | 0.014728 | 0.24 | 0.71125 | 0 | 0.80759 | 0.0019135 | 0 | #DIV/0! | #DIV/0! | #DIV/0! | #DIV/0! | 0 | 0 | 0 | 0
1986-07-01 | Jul | 1 | 2:00 | 62.06 | 90 | 748.0315 | 44881.8912 | 0 | 0 | 0.043602 | 4.4232e-08 | 0.076063 | 0.014714 | 0.24 | 0.71121 | 0 | 0.80599 | 0.0019155 | 0 | #DIV/0! | #DIV/0! | #DIV/0! | #DIV/0! | 0 | 0 | 0 | 0
1986-07-01 | Jul | 1 | 3:00 | 61.52 | 90 | 787.4016 | 47244.096 | 0 | 0 | 0.043558 | 4.4142e-08 | 0.076141 | 0.0147 | 0.24 | 0.71118 | 0 | 0.8044 | 0.0019175 | 0 | #DIV/0! | #DIV/0! | #DIV/0! | #DIV/0! | 0 | 0 | 0 | 0
1986-07-01 | Jul | 1 | 4:00 | 60.98 | 110 | 807.0866 | 48425.1984 | 0 | 0 | 0.043514 | 4.4052e-08 | 0.076219 | 0.014685 | 0.24 | 0.71114 | 0 | 0.80281 | 0.0019195 | 0 | #DIV/0! | #DIV/0! | #DIV/0! | #DIV/0! | 0 | 0 | 0 | 0
1986-07-01 | Jul | 1 | 5:00 | 60.98 | 100 | 511.811 | 30708.6624 | 0 | 0 | 0.043514 | 4.4052e-08 | 0.076219 | 0.014685 | 0.24 | 0.71114 | 0 | 0.80281 | 0.0019195 | 0 | #DIV/0! | #DIV/0! | #DIV/0! | #DIV/0! | 0 | 0 | 0 | 0
1986-07-01 | Jul | 1 | 6:00 | 60.98 | 80 | 708.6614 | 42519.6864 | 0 | 0 | 0.043514 | 4.4052e-08 | 0.076219 | 0.014685 | 0.24 | 0.71114 | 0 | 0.80281 | 0.0019195 | 0 | #DIV/0! | #DIV/0! | #DIV/0! | #DIV/0! | 0 | 0 | 0 | 0
1986-07-01 | Jul | 1 | 7:00 | 60.98 | 50 | 905.5118 | 54330.7104 | 0 | 0 | 0.043514 | 4.4052e-08 | 0.076219 | 0.014685 | 0.24 | 0.71114 | 0 | 0.80281 | 0.0019195 | 0 | #DIV/0! | #DIV/0! | #DIV/0! | #DIV/0! | 0 | 0 | 0 | 0
1986-07-01 | Jul | 1 | 8:00 | 62.06 | 60 | 807.0866 | 48425.1984 | 0 | 0 | 0.043602 | 4.4232e-08 | 0.076063 | 0.014714 | 0.24 | 0.71121 | 0 | 0.80599 | 0.0019155 | 0 | #DIV/0! | #DIV/0! | #DIV/0! | #DIV/0! | 0 | 0 | 0 | 0
1986-07-01 | Jul | 1 | 9:00 | 62.96 | 90 | 511.811 | 30708.6624 | 0 | 0 | 0.043675 | 4.4382e-08 | 0.075934 | 0.014737 | 0.24 | 0.71127 | 0 | 0.80865 | 0.0019122 | 0 | #DIV/0! | #DIV/0! | #DIV/0! | #DIV/0! | 0 | 0 | 0 | 0
1986-07-01 | Jul | 1 | 10:00 | 64.04 | 80 | 295.2756 | 17716.536 | 0 | 0 | 0.043762 | 4.4562e-08 | 0.075778 | 0.014765 | 0.24 | 0.71134 | 0 | 0.81186 | 0.0019083 | 0 | #DIV/0! | #DIV/0! | #DIV/0! | #DIV/0! | 0 | 0 | 0 | 0
1986-07-01 | Jul | 1 | 11:00 | 64.94 | 20 | 610.2362 | 36614.1744 | 0 | 0 | 0.043835 | 4.4712e-08 | 0.075649 | 0.014788 | 0.24 | 0.7114 | 0 | 0.81454 | 0.001905 | 0 | #DIV/0! | #DIV/0! | #DIV/0! | #DIV/0! | 0 | 0 | 0 | 0
1986-07-01 | Jul | 1 | 12:00 | 64.94 | 10 | 610.2362 | 36614.1744 | 0 | 0 | 0.043835 | 4.4712e-08 | 0.075649 | 0.014788 | 0.24 | 0.7114 | 0 | 0.81454 | 0.001905 | 0 | #DIV/0! | #DIV/0! | #DIV/0! | #DIV/0! | 0 | 0 | 0 | 0
1986-07-01 | Jul | 1 | 13:00 | 66.02 | 70 | 511.811 | 30708.6624 | 0 | 0 | 0.043923 | 4.4892e-08 | 0.075493 | 0.014817 | 0.24 | 0.71147 | 0 | 0.81776 | 0.0019011 | 0 | #DIV/0! | #DIV/0! | #DIV/0! | #DIV/0! | 0 | 0 | 0 | 0
1986-07-01 | Jul | 1 | 14:00 | 64.04 | 50 | 610.2362 | 36614.1744 | 0 | 0 | 0.043762 | 4.4562e-08 | 0.075778 | 0.014765 | 0.24 | 0.71134 | 0 | 0.81186 | 0.0019083 | 0 | #DIV/0! | #DIV/0! | #DIV/0! | #DIV/0! | 0 | 0 | 0 | 0
1986-07-01 | Jul | 1 | 15:00 | 64.04 | 10 | 610.2362 | 36614.1744 | 0 | 0 | 0.043762 | 4.4562e-08 | 0.075778 | 0.014765 | 0.24 | 0.71134 | 0 | 0.81186 | 0.0019083 | 0 | #DIV/0! | #DIV/0! | #DIV/0! | #DIV/0! | 0 | 0 | 0 | 0
1986-07-01 | Jul | 1 | 16:00 | 60.98 | 10 | 807.0866 | 48425.1984 | 0 | 0 | 0.043514 | 4.4052e-08 | 0.076219 | 0.014685 | 0.24 | 0.71114 | 0 | 0.80281 | 0.0019195 | 0 | #DIV/0! | #DIV/0! | #DIV/0! | #DIV/0! | 0 | 0 | 0 | 0
1986-07-01 | Jul | 1 | 17:00 | 60.08 | 10 | 807.0866 | 48425.1984 | 0 | 0 | 0.043441 | 4.3902e-08 | 0.076348 | 0.014662 | 0.24 | 0.71108 | 0 | 0.80017 | 0.0019228 | 0 | #DIV/0! | #DIV/0! | #DIV/0! | #DIV/0! | 0 | 0 | 0 | 0
1986-07-01 | Jul | 1 | 18:00 | 60.98 | 10 | 610.2362 | 36614.1744 | 0 | 0 | 0.043514 | 4.4052e-08 | 0.076219 | 0.014685 | 0.24 | 0.71114 | 0 | 0.80281 | 0.0019195 | 0 | #DIV/0! | #DIV/0! | #DIV/0! | #DIV/0! | 0 | 0 | 0 | 0
1986-07-01 | Jul | 1 | 19:00 | 60.98 | 10 | 610.2362 | 36614.1744 | 0 | 0 | 0.043514 | 4.4052e-08 | 0.076219 | 0.014685 | 0.24 | 0.71114 | 0 | 0.80281 | 0.0019195 | 0 | #DIV/0! | #DIV/0! | #DIV/0! | #DIV/0! | 0 | 0 | 0 | 0
1986-07-01 | Jul | 1 | 20:00 | 60.98 | 10 | 807.0866 | 48425.1984 | 0 | 0 | 0.043514 | 4.4052e-08 | 0.076219 | 0.014685 | 0.24 | 0.71114 | 0 | 0.80281 | 0.0019195 | 0 | #DIV/0! | #DIV/0! | #DIV/0! | #DIV/0! | 0 | 0 | 0 | 0
1986-07-01 | Jul | 1 | 21:00 | 60.98 | 320 | 610.2362 | 36614.1744 | 0 | 0 | 0.043514 | 4.4052e-08 | 0.076219 | 0.014685 | 0.24 | 0.71114 | 0 | 0.80281 | 0.0019195 | 0 | #DIV/0! | #DIV/0! | #DIV/0! | #DIV/0! | 0 | 0 | 0 | 0
1986-07-01 | Jul | 1 | 22:00 | 62.96 | 320 | 708.6614 | 42519.6864 | 0 | 0 | 0.043675 | 4.4382e-08 | 0.075934 | 0.014737 | 0.24 | 0.71127 | 0 | 0.80865 | 0.0019122 | 0 | #DIV/0! | #DIV/0! | #DIV/0! | #DIV/0! | 0 | 0 | 0 | 0
1986-07-01 | Jul | 1 | 23:00 | 62.96 | 320 | 708.6614 | 42519.6864 | 0 | 0 | 0.043675 | 4.4382e-08 | 0.075934 | 0.014737 | 0.24 | 0.71127 | 0 | 0.80865 | 0.0019122 | 0 | #DIV/0! | #DIV/0! | #DIV/0! | #DIV/0! | 0 | 0 | 0 | 0
1986-07-01 | Jul | 1 | 24:00 | 62.96 | 320 | 610.2362 | 36614.1744 | 0 | 0 | 0.043675 | 4.4382e-08 | 0.075934 | 0.014737 | 0.24 | 0.71127 | 0 | 0.80865 | 0.0019122 | 0 | #DIV/0! | #DIV/0! | #DIV/0! | #DIV/0! | 0 | 0 | 0 | 0
1986-07-02 | Jul | 2 | 1:00 | 62.96 | 320 | 511.811 | 30708.6624 | 0 | 0 | 0.043675 | 4.4382e-08 | 0.075934 | 0.014737 | 0.24 | 0.71127 | 0 | 0.80865 | 0.0019122 | 0 | #DIV/0! | #DIV/0! | #DIV/0! | #DIV/0! | 0 | 0 | 0 | 0
1986-07-02 | Jul | 2 | 2:00 | 62.96 | 330 | 511.811 | 30708.6624 | 0 | 0 | 0.043675 | 4.4382e-08 | 0.075934 | 0.014737 | 0.24 | 0.71127 | 0 | 0.80865 | 0.0019122 | 0 | #DIV/0! | #DIV/0! | #DIV/0! | #DIV/0! | 0 | 0 | 0 | 0
1986-07-02 | Jul | 2 | 3:00 | 62.96 | 310 | 511.811 | 30708.6624 | 0 | 0 | 0.043675 | 4.4382e-08 | 0.075934 | 0.014737 | 0.24 | 0.71127 | 0 | 0.80865 | 0.0019122 | 0 | #DIV/0! | #DIV/0! | #DIV/0! | #DIV/0! | 0 | 0 | 0 | 0
1986-07-02 | Jul | 2 | 4:00 | 62.96 | 320 | 807.0866 | 48425.1984 | 0 | 0 | 0.043675 | 4.4382e-08 | 0.075934 | 0.014737 | 0.24 | 0.71127 | 0 | 0.80865 | 0.0019122 | 0 | #DIV/0! | #DIV/0! | #DIV/0! | #DIV/0! | 0 | 0 | 0 | 0
1986-07-02 | Jul | 2 | 5:00 | 62.96 | 320 | 708.6614 | 42519.6864 | 0 | 0 | 0.043675 | 4.4382e-08 | 0.075934 | 0.014737 | 0.24 | 0.71127 | 0 | 0.80865 | 0.0019122 | 0 | #DIV/0! | #DIV/0! | #DIV/0! | #DIV/0! | 0 | 0 | 0 | 0
1986-07-02 | Jul | 2 | 6:00 | 64.04 | 310 | 708.6614 | 42519.6864 | 0 | 0 | 0.043762 | 4.4562e-08 | 0.075778 | 0.014765 | 0.24 | 0.71134 | 0 | 0.81186 | 0.0019083 | 0 | #DIV/0! | #DIV/0! | #DIV/0! | #DIV/0! | 0 | 0 | 0 | 0
1986-07-02 | Jul | 2 | 7:00 | 64.04 | 290 | 807.0866 | 48425.1984 | 0 | 0 | 0.043762 | 4.4562e-08 | 0.075778 | 0.014765 | 0.24 | 0.71134 | 0 | 0.81186 | 0.0019083 | 0 | #DIV/0! | #DIV/0! | #DIV/0! | #DIV/0! | 0 | 0 | 0 | 0
1986-07-02 | Jul | 2 | 8:00 | 64.94 | 350 | 807.0866 | 48425.1984 | 0 | 0 | 0.043835 | 4.4712e-08 | 0.075649 | 0.014788 | 0.24 | 0.7114 | 0 | 0.81454 | 0.001905 | 0 | #DIV/0! | #DIV/0! | #DIV/0! | #DIV/0! | 0 | 0 | 0 | 0
1986-07-02 | Jul | 2 | 9:00 | 66.92 | 330 | 807.0866 | 48425.1984 | 0 | 0 | 0.043996 | 4.5042e-08 | 0.075364 | 0.01484 | 0.24 | 0.71153 | 0 | 0.82046 | 0.0018978 | 0 | #DIV/0! | #DIV/0! | #DIV/0! | #DIV/0! | 0 | 0 | 0 | 0
1986-07-02 | Jul | 2 | 10:00 | 68 | 320 | 511.811 | 30708.6624 | 0 | 0 | 0.044084 | 4.5222e-08 | 0.075208 | 0.014868 | 0.24 | 0.7116 | 0 | 0.82372 | 0.0018939 | 0 | #DIV/0! | #DIV/0! | #DIV/0! | #DIV/0! | 0 | 0 | 0 | 0
1986-07-02 | Jul | 2 | 11:00 | 69.98 | 350 | 610.2362 | 36614.1744 | 0 | 0 | 0.044244 | 4.5552e-08 | 0.074923 | 0.014919 | 0.24 | 0.71173 | 0 | 0.82971 | 0.0018869 | 0 | #DIV/0! | #DIV/0! | #DIV/0! | #DIV/0! | 0 | 0 | 0 | 0
1986-07-02 | Jul | 2 | 12:00 | 73.04 | 330 | 610.2362 | 36614.1744 | 0 | 0 | 0.044387 | 4.5978e-08 | 0.074497 | 0.014999 | 0.24 | 0.71023 | 0 | 0.8389 | 0.001876 | 0 | #DIV/0! | #DIV/0! | #DIV/0! | #DIV/0! | 0 | 0 | 0 | 0
1986-07-02 | Jul | 2 | 13:00 | 75.02 | 310 | 610.2362 | 36614.1744 | 0 | 0 | 0.044478 | 4.6253e-08 | 0.074222 | 0.015051 | 0.24 | 0.70926 | 0 | 0.8449 | 0.0018691 | 0 | #DIV/0! | #DIV/0! | #DIV/0! | #DIV/0! | 0 | 0 | 0 | 0
1986-07-02 | Jul | 2 | 14:00 | 75.02 | 300 | 708.6614 | 42519.6864 | 0 | 0 | 0.044478 | 4.6253e-08 | 0.074222 | 0.015051 | 0.24 | 0.70926 | 0 | 0.8449 | 0.0018691 | 0 | #DIV/0! | #DIV/0! | #DIV/0! | #DIV/0! | 0 | 0 | 0 | 0
1986-07-02 | Jul | 2 | 15:00 | 75.02 | 320 | 708.6614 | 42519.6864 | 0 | 0 | 0.044478 | 4.6253e-08 | 0.074222 | 0.015051 | 0.24 | 0.70926 | 0 | 0.8449 | 0.0018691 | 0 | #DIV/0! | #DIV/0! | #DIV/0! | #DIV/0! | 0 | 0 | 0 | 0
1986-07-02 | Jul | 2 | 16:00 | 73.04 | 50 | 1023.6221 | 61417.3248 | 0 | 0 | 0.044387 | 4.5978e-08 | 0.074497 | 0.014999 | 0.24 | 0.71023 | 0 | 0.8389 | 0.001876 | 0 | #DIV/0! | #DIV/0! | #DIV/0! | #DIV/0! | 0 | 0 | 0 | 0
1986-07-02 | Jul | 2 | 17:00 | 73.04 | 50 | 905.5118 | 54330.7104 | 0 | 0 | 0.044387 | 4.5978e-08 | 0.074497 | 0.014999 | 0.24 | 0.71023 | 0 | 0.8389 | 0.001876 | 0 | #DIV/0! | #DIV/0! | #DIV/0! | #DIV/0! | 0 | 0 | 0 | 0
1986-07-02 | Jul | 2 | 18:00 | 71.06 | 40 | 610.2362 | 36614.1744 | 0 | 0 | 0.044295 | 4.5703e-08 | 0.074773 | 0.014948 | 0.24 | 0.7112 | 0 | 0.83294 | 0.001883 | 0 | #DIV/0! | #DIV/0! | #DIV/0! | #DIV/0! | 0 | 0 | 0 | 0
1986-07-02 | Jul | 2 | 19:00 | 69.08 | 40 | 708.6614 | 42519.6864 | 0 | 0 | 0.044171 | 4.5402e-08 | 0.075052 | 0.014896 | 0.24 | 0.71167 | 0 | 0.82698 | 0.0018901 | 0 | #DIV/0! | #DIV/0! | #DIV/0! | #DIV/0! | 0 | 0 | 0 | 0
1986-07-02 | Jul | 2 | 20:00 | 64.94 | 40 | 1318.8977 | 79133.8608 | 0 | 0 | 0.043835 | 4.4712e-08 | 0.075649 | 0.014788 | 0.24 | 0.7114 | 0 | 0.81454 | 0.001905 | 0 | #DIV/0! | #DIV/0! | #DIV/0! | #DIV/0! | 0 | 0 | 0 | 0
1986-07-02 | Jul | 2 | 21:00 | 62.06 | 40 | 610.2362 | 36614.1744 | 0 | 0 | 0.043602 | 4.4232e-08 | 0.076063 | 0.014714 | 0.24 | 0.71121 | 0 | 0.80599 | 0.0019155 | 0 | #DIV/0! | #DIV/0! | #DIV/0! | #DIV/0! | 0 | 0 | 0 | 0
1986-07-02 | Jul | 2 | 22:00 | 60.98 | 40 | 511.811 | 30708.6624 | 0 | 0 | 0.043514 | 4.4052e-08 | 0.076219 | 0.014685 | 0.24 | 0.71114 | 0 | 0.80281 | 0.0019195 | 0 | #DIV/0! | #DIV/0! | #DIV/0! | #DIV/0! | 0 | 0 | 0 | 0
1986-07-02 | Jul | 2 | 23:00 | 59 | 30 | 610.2362 | 36614.1744 | 0 | 0 | 0.043354 | 4.3722e-08 | 0.07651 | 0.014634 | 0.24 | 0.71101 | 0 | 0.79695 | 0.0019268 | 0 | #DIV/0! | #DIV/0! | #DIV/0! | #DIV/0! | 0 | 0 | 0 | 0
1986-07-02 | Jul | 2 | 24:00 | 57.92 | 20 | 413.3858 | 24803.1504 | 0 | 0 | 0.043266 | 4.3542e-08 | 0.076672 | 0.014606 | 0.24 | 0.71094 | 0 | 0.79374 | 0.0019308 | 0 | #DIV/0! | #DIV/0! | #DIV/0! | #DIV/0! | 0 | 0 | 0 | 0
1986-07-03 | Jul | 3 | 1:00 | 55.04 | 10 | 413.3858 | 24803.1504 | 0 | 0 | 0.043033 | 4.3062e-08 | 0.077104 | 0.014531 | 0.24 | 0.71074 | 0 | 0.78525 | 0.0019416 | 0 | #DIV/0! | #DIV/0! | #DIV/0! | #DIV/0! | 0 | 0 | 0 | 0
1986-07-03 | Jul | 3 | 2:00 | 55.04 | 320 | 413.3858 | 24803.1504 | 0 | 0 | 0.043033 | 4.3062e-08 | 0.077104 | 0.014531 | 0.24 | 0.71074 | 0 | 0.78525 | 0.0019416 | 0 | #DIV/0! | #DIV/0! | #DIV/0! | #DIV/0! | 0 | 0 | 0 | 0
1986-07-03 | Jul | 3 | 3:00 | 53.96 | 330 | 413.3858 | 24803.1504 | 0 | 0 | 0.042945 | 4.2882e-08 | 0.077266 | 0.014503 | 0.24 | 0.71067 | 0 | 0.78209 | 0.0019457 | 0 | #DIV/0! | #DIV/0! | #DIV/0! | #DIV/0! | 0 | 0 | 0 | 0
1986-07-03 | Jul | 3 | 4:00 | 53.06 | 340 | 295.2756 | 17716.536 | 0 | 0 | 0.042872 | 4.2732e-08 | 0.077401 | 0.01448 | 0.24 | 0.71061 | 0 | 0.77947 | 0.0019491 | 0 | #DIV/0! | #DIV/0! | #DIV/0! | #DIV/0! | 0 | 0 | 0 | 0
1986-07-03 | Jul | 3 | 5:00 | 53.96 | 10 | 413.3858 | 24803.1504 | 0 | 0 | 0.042945 | 4.2882e-08 | 0.077266 | 0.014503 | 0.24 | 0.71067 | 0 | 0.78209 | 0.0019457 | 0 | #DIV/0! | #DIV/0! | #DIV/0! | #DIV/0! | 0 | 0 | 0 | 0
1986-07-03 | Jul | 3 | 6:00 | 57.02 | 30 | 511.811 | 30708.6624 | 0 | 0 | 0.043193 | 4.3392e-08 | 0.076807 | 0.014583 | 0.24 | 0.71088 | 0 | 0.79108 | 0.0019342 | 0 | #DIV/0! | #DIV/0! | #DIV/0! | #DIV/0! | 0 | 0 | 0 | 0
1986-07-03 | Jul | 3 | 7:00 | 60.98 | 40 | 708.6614 | 42519.6864 | 0 | 0 | 0.043514 | 4.4052e-08 | 0.076219 | 0.014685 | 0.24 | 0.71114 | 0 | 0.80281 | 0.0019195 | 0 | #DIV/0! | #DIV/0! | #DIV/0! | #DIV/0! | 0 | 0 | 0 | 0
1986-07-03 | Jul | 3 | 8:00 | 62.96 | 30 | 610.2362 | 36614.1744 | 0 | 0 | 0.043675 | 4.4382e-08 | 0.075934 | 0.014737 | 0.24 | 0.71127 | 0 | 0.80865 | 0.0019122 | 0 | #DIV/0! | #DIV/0! | #DIV/0! | #DIV/0! | 0 | 0 | 0 | 0
1986-07-03 | Jul | 3 | 9:00 | 64.94 | 120 | 511.811 | 30708.6624 | 0 | 0 | 0.043835 | 4.4712e-08 | 0.075649 | 0.014788 | 0.24 | 0.7114 | 0 | 0.81454 | 0.001905 | 0 | #DIV/0! | #DIV/0! | #DIV/0! | #DIV/0! | 0 | 0 | 0 | 0
1986-07-03 | Jul | 3 | 10:00 | 68 | 150 | 610.2362 | 36614.1744 | 0 | 0 | 0.044084 | 4.5222e-08 | 0.075208 | 0.014868 | 0.24 | 0.7116 | 0 | 0.82372 | 0.0018939 | 0 | #DIV/0! | #DIV/0! | #DIV/0! | #DIV/0! | 0 | 0 | 0 | 0
1986-07-03 | Jul | 3 | 11:00 | 73.04 | 170 | 610.2362 | 36614.1744 | 0 | 0 | 0.044387 | 4.5978e-08 | 0.074497 | 0.014999 | 0.24 | 0.71023 | 0 | 0.8389 | 0.001876 | 0 | #DIV/0! | #DIV/0! | #DIV/0! | #DIV/0! | 0 | 0 | 0 | 0
1986-07-03 | Jul | 3 | 12:00 | 73.94 | 110 | 413.3858 | 24803.1504 | 0 | 0 | 0.044428 | 4.6103e-08 | 0.074372 | 0.015022 | 0.24 | 0.70979 | 0 | 0.84162 | 0.0018729 | 0 | #DIV/0! | #DIV/0! | #DIV/0! | #DIV/0! | 0 | 0 | 0 | 0
1986-07-03 | Jul | 3 | 13:00 | 75.92 | 170 | 610.2362 | 36614.1744 | 0 | 0 | 0.04452 | 4.6378e-08 | 0.074097 | 0.015074 | 0.24 | 0.70883 | 0 | 0.84764 | 0.001866 | 0 | #DIV/0! | #DIV/0! | #DIV/0! | #DIV/0! | 0 | 0 | 0 | 0
1986-07-03 | Jul | 3 | 14:00 | 73.94 | 100 | 1023.6221 | 61417.3248 | 0 | 0 | 0.044428 | 4.6103e-08 | 0.074372 | 0.015022 | 0.24 | 0.70979 | 0 | 0.84162 | 0.0018729 | 0 | #DIV/0! | #DIV/0! | #DIV/0! | #DIV/0! | 0 | 0 | 0 | 0
1986-07-03 | Jul | 3 | 15:00 | 75.02 | 110 | 1220.4725 | 73228.3488 | 0 | 0 | 0.044478 | 4.6253e-08 | 0.074222 | 0.015051 | 0.24 | 0.70926 | 0 | 0.8449 | 0.0018691 | 0 | #DIV/0! | #DIV/0! | #DIV/0! | #DIV/0! | 0 | 0 | 0 | 0
1986-07-03 | Jul | 3 | 16:00 | 75.02 | 110 | 1515.7481 | 90944.8848 | 0 | 0 | 0.044478 | 4.6253e-08 | 0.074222 | 0.015051 | 0.24 | 0.70926 | 0 | 0.8449 | 0.0018691 | 0 | #DIV/0! | #DIV/0! | #DIV/0! | #DIV/0! | 0 | 0 | 0 | 0
1986-07-03 | Jul | 3 | 17:00 | 75.02 | 130 | 905.5118 | 54330.7104 | 0 | 0 | 0.044478 | 4.6253e-08 | 0.074222 | 0.015051 | 0.24 | 0.70926 | 0 | 0.8449 | 0.0018691 | 0 | #DIV/0! | #DIV/0! | #DIV/0! | #DIV/0! | 0 | 0 | 0 | 0
1986-07-03 | Jul | 3 | 18:00 | 75.92 | 180 | 1023.6221 | 61417.3248 | 0 | 0 | 0.04452 | 4.6378e-08 | 0.074097 | 0.015074 | 0.24 | 0.70883 | 0 | 0.84764 | 0.001866 | 0 | #DIV/0! | #DIV/0! | #DIV/0! | #DIV/0! | 0 | 0 | 0 | 0
1986-07-03 | Jul | 3 | 19:00 | 73.94 | 190 | 1220.4725 | 73228.3488 | 0 | 0 | 0.044428 | 4.6103e-08 | 0.074372 | 0.015022 | 0.24 | 0.70979 | 0 | 0.84162 | 0.0018729 | 0 | #DIV/0! | #DIV/0! | #DIV/0! | #DIV/0! | 0 | 0 | 0 | 0
1986-07-03 | Jul | 3 | 20:00 | 71.96 | 180 | 807.0866 | 48425.1984 | 0 | 0 | 0.044336 | 4.5828e-08 | 0.074648 | 0.014971 | 0.24 | 0.71076 | 0 | 0.83565 | 0.0018798 | 0 | #DIV/0! | #DIV/0! | #DIV/0! | #DIV/0! | 0 | 0 | 0 | 0
1986-07-03 | Jul | 3 | 21:00 | 69.98 | 180 | 1220.4725 | 73228.3488 | 0 | 0 | 0.044244 | 4.5552e-08 | 0.074923 | 0.014919 | 0.24 | 0.71173 | 0 | 0.82971 | 0.0018869 | 0 | #DIV/0! | #DIV/0! | #DIV/0! | #DIV/0! | 0 | 0 | 0 | 0
1986-07-03 | Jul | 3 | 22:00 | 69.08 | 190 | 1318.8977 | 79133.8608 | 0 | 0 | 0.044171 | 4.5402e-08 | 0.075052 | 0.014896 | 0.24 | 0.71167 | 0 | 0.82698 | 0.0018901 | 0 | #DIV/0! | #DIV/0! | #DIV/0! | #DIV/0! | 0 | 0 | 0 | 0
1986-07-03 | Jul | 3 | 23:00 | 68 | 180 | 1220.4725 | 73228.3488 | 0 | 0 | 0.044084 | 4.5222e-08 | 0.075208 | 0.014868 | 0.24 | 0.7116 | 0 | 0.82372 | 0.0018939 | 0 | #DIV/0! | #DIV/0! | #DIV/0! | #DIV/0! | 0 | 0 | 0 | 0
1986-07-03 | Jul | 3 | 24:00 | 66.92 | 180 | 1122.0473 | 67322.8368 | 0 | 0 | 0.043996 | 4.5042e-08 | 0.075364 | 0.01484 | 0.24 | 0.71153 | 0 | 0.82046 | 0.0018978 | 0 | #DIV/0! | #DIV/0! | #DIV/0! | #DIV/0! | 0 | 0 | 0 | 0
1986-07-04 | Jul | 4 | 1:00 | 64.04 | 180 | 1023.6221 | 61417.3248 | 0 | 0 | 0.043762 | 4.4562e-08 | 0.075778 | 0.014765 | 0.24 | 0.71134 | 0 | 0.81186 | 0.0019083 | 0 | #DIV/0! | #DIV/0! | #DIV/0! | #DIV/0! | 0 | 0 | 0 | 0
1986-07-04 | Jul | 4 | 2:00 | 62.96 | 180 | 1318.8977 | 79133.8608 | 0 | 0 | 0.043675 | 4.4382e-08 | 0.075934 | 0.014737 | 0.24 | 0.71127 | 0 | 0.80865 | 0.0019122 | 0 | #DIV/0! | #DIV/0! | #DIV/0! | #DIV/0! | 0 | 0 | 0 | 0
1986-07-04 | Jul | 4 | 3:00 | 62.06 | 190 | 1515.7481 | 90944.8848 | 0 | 0 | 0.043602 | 4.4232e-08 | 0.076063 | 0.014714 | 0.24 | 0.71121 | 0 | 0.80599 | 0.0019155 | 0 | #DIV/0! | #DIV/0! | #DIV/0! | #DIV/0! | 0 | 0 | 0 | 0
1986-07-04 | Jul | 4 | 4:00 | 62.96 | 180 | 1732.2835 | 103937.0112 | 0 | 0 | 0.043675 | 4.4382e-08 | 0.075934 | 0.014737 | 0.24 | 0.71127 | 0 | 0.80865 | 0.0019122 | 0 | #DIV/0! | #DIV/0! | #DIV/0! | #DIV/0! | 0 | 0 | 0 | 0
1986-07-04 | Jul | 4 | 5:00 | 64.04 | 180 | 1515.7481 | 90944.8848 | 0 | 0 | 0.043762 | 4.4562e-08 | 0.075778 | 0.014765 | 0.24 | 0.71134 | 0 | 0.81186 | 0.0019083 | 0 | #DIV/0! | #DIV/0! | #DIV/0! | #DIV/0! | 0 | 0 | 0 | 0
1986-07-04 | Jul | 4 | 6:00 | 66.02 | 190 | 1515.7481 | 90944.8848 | 0 | 0 | 0.043923 | 4.4892e-08 | 0.075493 | 0.014817 | 0.24 | 0.71147 | 0 | 0.81776 | 0.0019011 | 0 | #DIV/0! | #DIV/0! | #DIV/0! | #DIV/0! | 0 | 0 | 0 | 0
1986-07-04 | Jul | 4 | 7:00 | 71.96 | 190 | 1614.1733 | 96850.3968 | 0 | 0 | 0.044336 | 4.5828e-08 | 0.074648 | 0.014971 | 0.24 | 0.71076 | 0 | 0.83565 | 0.0018798 | 0 | #DIV/0! | #DIV/0! | #DIV/0! | #DIV/0! | 0 | 0 | 0 | 0
1986-07-04 | Jul | 4 | 8:00 | 73.94 | 210 | 1929.1339 | 115748.0352 | 0 | 0 | 0.044428 | 4.6103e-08 | 0.074372 | 0.015022 | 0.24 | 0.70979 | 0 | 0.84162 | 0.0018729 | 0 | #DIV/0! | #DIV/0! | #DIV/0! | #DIV/0! | 0 | 0 | 0 | 0
1986-07-04 | Jul | 4 | 9:00 | 77 | 210 | 2125.9843 | 127559.0592 | 0 | 0 | 0.04457 | 4.6528e-08 | 0.073947 | 0.015102 | 0.24 | 0.7083 | 0 | 0.85095 | 0.0018622 | 0 | #DIV/0! | #DIV/0! | #DIV/0! | #DIV/0! | 0 | 0 | 0 | 0
1986-07-04 | Jul | 4 | 10:00 | 80.06 | 210 | 2125.9843 | 127559.0592 | 0 | 0 | 0.044712 | 4.6953e-08 | 0.073522 | 0.015182 | 0.24 | 0.70683 | 0 | 0.86038 | 0.0018516 | 0 | #DIV/0! | #DIV/0! | #DIV/0! | #DIV/0! | 0 | 0 | 0 | 0
1986-07-04 | Jul | 4 | 11:00 | 80.06 | 200 | 1614.1733 | 96850.3968 | 0 | 0 | 0.044712 | 4.6953e-08 | 0.073522 | 0.015182 | 0.24 | 0.70683 | 0 | 0.86038 | 0.0018516 | 0 | #DIV/0! | #DIV/0! | #DIV/0! | #DIV/0! | 0 | 0 | 0 | 0
1986-07-04 | Jul | 4 | 12:00 | 80.96 | 220 | 1732.2835 | 103937.0112 | 0 | 0 | 0.044753 | 4.7078e-08 | 0.073401 | 0.015205 | 0.24 | 0.7064 | 0 | 0.86312 | 0.0018486 | 0 | #DIV/0! | #DIV/0! | #DIV/0! | #DIV/0! | 0 | 0 | 0 | 0
1986-07-04 | Jul | 4 | 13:00 | 84.92 | 220 | 2322.8347 | 139370.0832 | 0 | 0 | 0.044937 | 4.7628e-08 | 0.072871 | 0.015308 | 0.24 | 0.70453 | 0 | 0.87529 | 0.0018351 | 0 | #DIV/0! | #DIV/0! | #DIV/0! | #DIV/0! | 0 | 0 | 0 | 0
1986-07-04 | Jul | 4 | 14:00 | 84.92 | 190 | 2027.5591 | 121653.5472 | 0 | 0 | 0.044937 | 4.7628e-08 | 0.072871 | 0.015308 | 0.24 | 0.70453 | 0 | 0.87529 | 0.0018351 | 0 | #DIV/0! | #DIV/0! | #DIV/0! | #DIV/0! | 0 | 0 | 0 | 0
1986-07-04 | Jul | 4 | 15:00 | 87.08 | 220 | 1614.1733 | 96850.3968 | 0 | 0 | 0.045037 | 4.7928e-08 | 0.072581 | 0.015364 | 0.24 | 0.70352 | 0 | 0.882 | 0.0018279 | 0 | #DIV/0! | #DIV/0! | #DIV/0! | #DIV/0! | 0 | 0 | 0 | 0
1986-07-04 | Jul | 4 | 16:00 | 87.08 | 210 | 2027.5591 | 121653.5472 | 0 | 0 | 0.045037 | 4.7928e-08 | 0.072581 | 0.015364 | 0.24 | 0.70352 | 0 | 0.882 | 0.0018279 | 0 | #DIV/0! | #DIV/0! | #DIV/0! | #DIV/0! | 0 | 0 | 0 | 0
1986-07-04 | Jul | 4 | 17:00 | 86 | 200 | 2027.5591 | 121653.5472 | 0 | 0 | 0.044987 | 4.7778e-08 | 0.072726 | 0.015336 | 0.24 | 0.70402 | 0 | 0.87864 | 0.0018315 | 0 | #DIV/0! | #DIV/0! | #DIV/0! | #DIV/0! | 0 | 0 | 0 | 0
1986-07-04 | Jul | 4 | 18:00 | 84.02 | 200 | 1732.2835 | 103937.0112 | 0 | 0 | 0.044895 | 4.7503e-08 | 0.072991 | 0.015285 | 0.24 | 0.70495 | 0 | 0.87251 | 0.0018382 | 0 | #DIV/0! | #DIV/0! | #DIV/0! | #DIV/0! | 0 | 0 | 0 | 0
1986-07-04 | Jul | 4 | 19:00 | 82.94 | 200 | 2027.5591 | 121653.5472 | 0 | 0 | 0.044845 | 4.7353e-08 | 0.073136 | 0.015256 | 0.24 | 0.70546 | 0 | 0.86918 | 0.0018418 | 0 | #DIV/0! | #DIV/0! | #DIV/0! | #DIV/0! | 0 | 0 | 0 | 0
1986-07-04 | Jul | 4 | 20:00 | 82.04 | 190 | 1830.7087 | 109842.5232 | 0 | 0 | 0.044804 | 4.7228e-08 | 0.073257 | 0.015233 | 0.24 | 0.70589 | 0 | 0.86642 | 0.0018449 | 0 | #DIV/0! | #DIV/0! | #DIV/0! | #DIV/0! | 0 | 0 | 0 | 0
1986-07-04 | Jul | 4 | 21:00 | 80.06 | 220 | 1417.3229 | 85039.3728 | 0 | 0 | 0.044712 | 4.6953e-08 | 0.073522 | 0.015182 | 0.24 | 0.70683 | 0 | 0.86038 | 0.0018516 | 0 | #DIV/0! | #DIV/0! | #DIV/0! | #DIV/0! | 0 | 0 | 0 | 0
1986-07-04 | Jul | 4 | 22:00 | 80.06 | 190 | 1732.2835 | 103937.0112 | 0 | 0 | 0.044712 | 4.6953e-08 | 0.073522 | 0.015182 | 0.24 | 0.70683 | 0 | 0.86038 | 0.0018516 | 0 | #DIV/0! | #DIV/0! | #DIV/0! | #DIV/0! | 0 | 0 | 0 | 0
1986-07-04 | Jul | 4 | 23:00 | 80.06 | 190 | 1614.1733 | 96850.3968 | 0 | 0 | 0.044712 | 4.6953e-08 | 0.073522 | 0.015182 | 0.24 | 0.70683 | 0 | 0.86038 | 0.0018516 | 0 | #DIV/0! | #DIV/0! | #DIV/0! | #DIV/0! | 0 | 0 | 0 | 0
1986-07-04 | Jul | 4 | 24:00 | 78.08 | 180 | 1614.1733 | 96850.3968 | 0 | 0 | 0.04462 | 4.6678e-08 | 0.073797 | 0.01513 | 0.24 | 0.70778 | 0 | 0.85426 | 0.0018585 | 0 | #DIV/0! | #DIV/0! | #DIV/0! | #DIV/0! | 0 | 0 | 0 | 0
1986-07-05 | Jul | 5 | 1:00 | 78.08 | 190 | 1732.2835 | 103937.0112 | 0 | 0 | 0.04462 | 4.6678e-08 | 0.073797 | 0.01513 | 0.24 | 0.70778 | 0 | 0.85426 | 0.0018585 | 0 | #DIV/0! | #DIV/0! | #DIV/0! | #DIV/0! | 0 | 0 | 0 | 0
1986-07-05 | Jul | 5 | 2:00 | 78.08 | 180 | 1515.7481 | 90944.8848 | 0 | 0 | 0.04462 | 4.6678e-08 | 0.073797 | 0.01513 | 0.24 | 0.70778 | 0 | 0.85426 | 0.0018585 | 0 | #DIV/0! | #DIV/0! | #DIV/0! | #DIV/0! | 0 | 0 | 0 | 0
1986-07-05 | Jul | 5 | 3:00 | 77 | 180 | 1929.1339 | 115748.0352 | 0 | 0 | 0.04457 | 4.6528e-08 | 0.073947 | 0.015102 | 0.24 | 0.7083 | 0 | 0.85095 | 0.0018622 | 0 | #DIV/0! | #DIV/0! | #DIV/0! | #DIV/0! | 0 | 0 | 0 | 0
1986-07-05 | Jul | 5 | 4:00 | 77 | 180 | 1515.7481 | 90944.8848 | 0 | 0 | 0.04457 | 4.6528e-08 | 0.073947 | 0.015102 | 0.24 | 0.7083 | 0 | 0.85095 | 0.0018622 | 0 | #DIV/0! | #DIV/0! | #DIV/0! | #DIV/0! | 0 | 0 | 0 | 0
1986-07-05 | Jul | 5 | 5:00 | 77 | 190 | 1614.1733 | 96850.3968 | 0 | 0 | 0.04457 | 4.6528e-08 | 0.073947 | 0.015102 | 0.24 | 0.7083 | 0 | 0.85095 | 0.0018622 | 0 | #DIV/0! | #DIV/0! | #DIV/0! | #DIV/0! | 0 | 0 | 0 | 0
1986-07-05 | Jul | 5 | 6:00 | 75.02 | 210 | 1220.4725 | 73228.3488 | 0 | 0 | 0.044478 | 4.6253e-08 | 0.074222 | 0.015051 | 0.24 | 0.70926 | 0 | 0.8449 | 0.0018691 | 0 | #DIV/0! | #DIV/0! | #DIV/0! | #DIV/0! | 0 | 0 | 0 | 0
1986-07-05 | Jul | 5 | 7:00 | 78.08 | 220 | 1515.7481 | 90944.8848 | 0 | 0 | 0.04462 | 4.6678e-08 | 0.073797 | 0.01513 | 0.24 | 0.70778 | 0 | 0.85426 | 0.0018585 | 0 | #DIV/0! | #DIV/0! | #DIV/0! | #DIV/0! | 0 | 0 | 0 | 0
1986-07-05 | Jul | 5 | 8:00 | 80.06 | 210 | 1515.7481 | 90944.8848 | 0 | 0 | 0.044712 | 4.6953e-08 | 0.073522 | 0.015182 | 0.24 | 0.70683 | 0 | 0.86038 | 0.0018516 | 0 | #DIV/0! | #DIV/0! | #DIV/0! | #DIV/0! | 0 | 0 | 0 | 0
1986-07-05 | Jul | 5 | 9:00 | 82.94 | 190 | 1417.3229 | 85039.3728 | 0 | 0 | 0.044845 | 4.7353e-08 | 0.073136 | 0.015256 | 0.24 | 0.70546 | 0 | 0.86918 | 0.0018418 | 0 | #DIV/0! | #DIV/0! | #DIV/0! | #DIV/0! | 0 | 0 | 0 | 0
1986-07-05 | Jul | 5 | 10:00 | 84.92 | 190 | 1515.7481 | 90944.8848 | 0 | 0 | 0.044937 | 4.7628e-08 | 0.072871 | 0.015308 | 0.24 | 0.70453 | 0 | 0.87529 | 0.0018351 | 0 | #DIV/0! | #DIV/0! | #DIV/0! | #DIV/0! | 0 | 0 | 0 | 0
1986-07-05 | Jul | 5 | 11:00 | 87.98 | 200 | 1122.0473 | 67322.8368 | 0 | 0 | 0.045079 | 4.8053e-08 | 0.072461 | 0.015387 | 0.24 | 0.7031 | 0 | 0.88482 | 0.0018249 | 0 | #DIV/0! | #DIV/0! | #DIV/0! | #DIV/0! | 0 | 0 | 0 | 0
1986-07-05 | Jul | 5 | 12:00 | 87.98 | 200 | 1515.7481 | 90944.8848 | 0 | 0 | 0.045079 | 4.8053e-08 | 0.072461 | 0.015387 | 0.24 | 0.7031 | 0 | 0.88482 | 0.0018249 | 0 | #DIV/0! | #DIV/0! | #DIV/0! | #DIV/0! | 0 | 0 | 0 | 0
1986-07-05 | Jul | 5 | 13:00 | 89.96 | 200 | 1515.7481 | 90944.8848 | 0 | 0 | 0.04517 | 4.8328e-08 | 0.072195 | 0.015439 | 0.24 | 0.70218 | 0 | 0.89104 | 0.0018183 | 0 | #DIV/0! | #DIV/0! | #DIV/0! | #DIV/0! | 0 | 0 | 0 | 0
1986-07-05 | Jul | 5 | 14:00 | 91.04 | 190 | 1732.2835 | 103937.0112 | 0 | 0 | 0.04522 | 4.8478e-08 | 0.072056 | 0.015467 | 0.24 | 0.70168 | 0 | 0.89439 | 0.0018148 | 0 | #DIV/0! | #DIV/0! | #DIV/0! | #DIV/0! | 0 | 0 | 0 | 0
1986-07-05 | Jul | 5 | 15:00 | 91.04 | 190 | 1732.2835 | 103937.0112 | 0 | 0 | 0.04522 | 4.8478e-08 | 0.072056 | 0.015467 | 0.24 | 0.70168 | 0 | 0.89439 | 0.0018148 | 0 | #DIV/0! | #DIV/0! | #DIV/0! | #DIV/0! | 0 | 0 | 0 | 0
1986-07-05 | Jul | 5 | 16:00 | 89.06 | 190 | 1614.1733 | 96850.3968 | 0 | 0 | 0.045129 | 4.8203e-08 | 0.072316 | 0.015416 | 0.24 | 0.7026 | 0 | 0.88821 | 0.0018213 | 0 | #DIV/0! | #DIV/0! | #DIV/0! | #DIV/0! | 0 | 0 | 0 | 0
1986-07-05 | Jul | 5 | 17:00 | 89.06 | 190 | 1830.7087 | 109842.5232 | 0 | 0 | 0.045129 | 4.8203e-08 | 0.072316 | 0.015416 | 0.24 | 0.7026 | 0 | 0.88821 | 0.0018213 | 0 | #DIV/0! | #DIV/0! | #DIV/0! | #DIV/0! | 0 | 0 | 0 | 0
1986-07-05 | Jul | 5 | 18:00 | 87.08 | 180 | 1515.7481 | 90944.8848 | 0 | 0 | 0.045037 | 4.7928e-08 | 0.072581 | 0.015364 | 0.24 | 0.70352 | 0 | 0.882 | 0.0018279 | 0 | #DIV/0! | #DIV/0! | #DIV/0! | #DIV/0! | 0 | 0 | 0 | 0
1986-07-05 | Jul | 5 | 19:00 | 84.92 | 190 | 1830.7087 | 109842.5232 | 0 | 0 | 0.044937 | 4.7628e-08 | 0.072871 | 0.015308 | 0.24 | 0.70453 | 0 | 0.87529 | 0.0018351 | 0 | #DIV/0! | #DIV/0! | #DIV/0! | #DIV/0! | 0 | 0 | 0 | 0
1986-07-05 | Jul | 5 | 20:00 | 82.94 | 190 | 1732.2835 | 103937.0112 | 0 | 0 | 0.044845 | 4.7353e-08 | 0.073136 | 0.015256 | 0.24 | 0.70546 | 0 | 0.86918 | 0.0018418 | 0 | #DIV/0! | #DIV/0! | #DIV/0! | #DIV/0! | 0 | 0 | 0 | 0
1986-07-05 | Jul | 5 | 21:00 | 80.96 | 180 | 1830.7087 | 109842.5232 | 0 | 0 | 0.044753 | 4.7078e-08 | 0.073401 | 0.015205 | 0.24 | 0.7064 | 0 | 0.86312 | 0.0018486 | 0 | #DIV/0! | #DIV/0! | #DIV/0! | #DIV/0! | 0 | 0 | 0 | 0
1986-07-05 | Jul | 5 | 22:00 | 80.96 | 180 | 1515.7481 | 90944.8848 | 0 | 0 | 0.044753 | 4.7078e-08 | 0.073401 | 0.015205 | 0.24 | 0.7064 | 0 | 0.86312 | 0.0018486 | 0 | #DIV/0! | #DIV/0! | #DIV/0! | #DIV/0! | 0 | 0 | 0 | 0
1986-07-05 | Jul | 5 | 23:00 | 80.96 | 180 | 1417.3229 | 85039.3728 | 0 | 0 | 0.044753 | 4.7078e-08 | 0.073401 | 0.015205 | 0.24 | 0.7064 | 0 | 0.86312 | 0.0018486 | 0 | #DIV/0! | #DIV/0! | #DIV/0! | #DIV/0! | 0 | 0 | 0 | 0
1986-07-05 | Jul | 5 | 24:00 | 78.98 | 190 | 1614.1733 | 96850.3968 | 0 | 0 | 0.044662 | 4.6803e-08 | 0.073672 | 0.015153 | 0.24 | 0.70735 | 0 | 0.85704 | 0.0018554 | 0 | #DIV/0! | #DIV/0! | #DIV/0! | #DIV/0! | 0 | 0 | 0 | 0
1986-07-06 | Jul | 6 | 1:00 | 78.98 | 190 | 1417.3229 | 85039.3728 | 0 | 0 | 0.044662 | 4.6803e-08 | 0.073672 | 0.015153 | 0.24 | 0.70735 | 0 | 0.85704 | 0.0018554 | 0 | #DIV/0! | #DIV/0! | #DIV/0! | #DIV/0! | 0 | 0 | 0 | 0
1986-07-06 | Jul | 6 | 2:00 | 78.98 | 190 | 1614.1733 | 96850.3968 | 0 | 0 | 0.044662 | 4.6803e-08 | 0.073672 | 0.015153 | 0.24 | 0.70735 | 0 | 0.85704 | 0.0018554 | 0 | #DIV/0! | #DIV/0! | #DIV/0! | #DIV/0! | 0 | 0 | 0 | 0
1986-07-06 | Jul | 6 | 3:00 | 73.94 | 220 | 1318.8977 | 79133.8608 | 0 | 0 | 0.044428 | 4.6103e-08 | 0.074372 | 0.015022 | 0.24 | 0.70979 | 0 | 0.84162 | 0.0018729 | 0 | #DIV/0! | #DIV/0! | #DIV/0! | #DIV/0! | 0 | 0 | 0 | 0
1986-07-06 | Jul | 6 | 4:00 | 71.96 | 190 | 1023.6221 | 61417.3248 | 0 | 0 | 0.044336 | 4.5828e-08 | 0.074648 | 0.014971 | 0.24 | 0.71076 | 0 | 0.83565 | 0.0018798 | 0 | #DIV/0! | #DIV/0! | #DIV/0! | #DIV/0! | 0 | 0 | 0 | 0
1986-07-06 | Jul | 6 | 5:00 | 71.06 | 190 | 1023.6221 | 61417.3248 | 0 | 0 | 0.044295 | 4.5703e-08 | 0.074773 | 0.014948 | 0.24 | 0.7112 | 0 | 0.83294 | 0.001883 | 0 | #DIV/0! | #DIV/0! | #DIV/0! | #DIV/0! | 0 | 0 | 0 | 0
1986-07-06 | Jul | 6 | 6:00 | 73.94 | 190 | 1417.3229 | 85039.3728 | 0 | 0 | 0.044428 | 4.6103e-08 | 0.074372 | 0.015022 | 0.24 | 0.70979 | 0 | 0.84162 | 0.0018729 | 0 | #DIV/0! | #DIV/0! | #DIV/0! | #DIV/0! | 0 | 0 | 0 | 0
1986-07-06 | Jul | 6 | 7:00 | 78.08 | 210 | 1220.4725 | 73228.3488 | 0 | 0 | 0.04462 | 4.6678e-08 | 0.073797 | 0.01513 | 0.24 | 0.70778 | 0 | 0.85426 | 0.0018585 | 0 | #DIV/0! | #DIV/0! | #DIV/0! | #DIV/0! | 0 | 0 | 0 | 0
1986-07-06 | Jul | 6 | 8:00 | 80.06 | 210 | 1122.0473 | 67322.8368 | 0 | 0 | 0.044712 | 4.6953e-08 | 0.073522 | 0.015182 | 0.24 | 0.70683 | 0 | 0.86038 | 0.0018516 | 0 | #DIV/0! | #DIV/0! | #DIV/0! | #DIV/0! | 0 | 0 | 0 | 0
1986-07-06 | Jul | 6 | 9:00 | 82.94 | 210 | 1515.7481 | 90944.8848 | 0 | 0 | 0.044845 | 4.7353e-08 | 0.073136 | 0.015256 | 0.24 | 0.70546 | 0 | 0.86918 | 0.0018418 | 0 | #DIV/0! | #DIV/0! | #DIV/0! | #DIV/0! | 0 | 0 | 0 | 0
1986-07-06 | Jul | 6 | 10:00 | 84.92 | 210 | 905.5118 | 54330.7104 | 0 | 0 | 0.044937 | 4.7628e-08 | 0.072871 | 0.015308 | 0.24 | 0.70453 | 0 | 0.87529 | 0.0018351 | 0 | #DIV/0! | #DIV/0! | #DIV/0! | #DIV/0! | 0 | 0 | 0 | 0
1986-07-06 | Jul | 6 | 11:00 | 87.98 | 200 | 1122.0473 | 67322.8368 | 0 | 0 | 0.045079 | 4.8053e-08 | 0.072461 | 0.015387 | 0.24 | 0.7031 | 0 | 0.88482 | 0.0018249 | 0 | #DIV/0! | #DIV/0! | #DIV/0! | #DIV/0! | 0 | 0 | 0 | 0
1986-07-06 | Jul | 6 | 12:00 | 89.06 | 210 | 1417.3229 | 85039.3728 | 0 | 0 | 0.045129 | 4.8203e-08 | 0.072316 | 0.015416 | 0.24 | 0.7026 | 0 | 0.88821 | 0.0018213 | 0 | #DIV/0! | #DIV/0! | #DIV/0! | #DIV/0! | 0 | 0 | 0 | 0
1986-07-06 | Jul | 6 | 13:00 | 89.96 | 210 | 1417.3229 | 85039.3728 | 0 | 0 | 0.04517 | 4.8328e-08 | 0.072195 | 0.015439 | 0.24 | 0.70218 | 0 | 0.89104 | 0.0018183 | 0 | #DIV/0! | #DIV/0! | #DIV/0! | #DIV/0! | 0 | 0 | 0 | 0
1986-07-06 | Jul | 6 | 14:00 | 91.04 | 230 | 1515.7481 | 90944.8848 | 0 | 0 | 0.04522 | 4.8478e-08 | 0.072056 | 0.015467 | 0.24 | 0.70168 | 0 | 0.89439 | 0.0018148 | 0 | #DIV/0! | #DIV/0! | #DIV/0! | #DIV/0! | 0 | 0 | 0 | 0
1986-07-06 | Jul | 6 | 15:00 | 89.96 | 220 | 1417.3229 | 85039.3728 | 0 | 0 | 0.04517 | 4.8328e-08 | 0.072195 | 0.015439 | 0.24 | 0.70218 | 0 | 0.89104 | 0.0018183 | 0 | #DIV/0! | #DIV/0! | #DIV/0! | #DIV/0! | 0 | 0 | 0 | 0
1986-07-06 | Jul | 6 | 16:00 | 89.96 | 210 | 1417.3229 | 85039.3728 | 0 | 0 | 0.04517 | 4.8328e-08 | 0.072195 | 0.015439 | 0.24 | 0.70218 | 0 | 0.89104 | 0.0018183 | 0 | #DIV/0! | #DIV/0! | #DIV/0! | #DIV/0! | 0 | 0 | 0 | 0
1986-07-06 | Jul | 6 | 17:00 | 87.98 | 180 | 1122.0473 | 67322.8368 | 0 | 0 | 0.045079 | 4.8053e-08 | 0.072461 | 0.015387 | 0.24 | 0.7031 | 0 | 0.88482 | 0.0018249 | 0 | #DIV/0! | #DIV/0! | #DIV/0! | #DIV/0! | 0 | 0 | 0 | 0
1986-07-06 | Jul | 6 | 18:00 | 87.08 | 220 | 1318.8977 | 79133.8608 | 0 | 0 | 0.045037 | 4.7928e-08 | 0.072581 | 0.015364 | 0.24 | 0.70352 | 0 | 0.882 | 0.0018279 | 0 | #DIV/0! | #DIV/0! | #DIV/0! | #DIV/0! | 0 | 0 | 0 | 0
1986-07-06 | Jul | 6 | 19:00 | 73.04 | 290 | 1220.4725 | 73228.3488 | 0 | 0 | 0.044387 | 4.5978e-08 | 0.074497 | 0.014999 | 0.24 | 0.71023 | 0 | 0.8389 | 0.001876 | 0 | #DIV/0! | #DIV/0! | #DIV/0! | #DIV/0! | 0 | 0 | 0 | 0
1986-07-06 | Jul | 6 | 20:00 | 69.08 | 310 | 511.811 | 30708.6624 | 0 | 0 | 0.044171 | 4.5402e-08 | 0.075052 | 0.014896 | 0.24 | 0.71167 | 0 | 0.82698 | 0.0018901 | 0 | #DIV/0! | #DIV/0! | #DIV/0! | #DIV/0! | 0 | 0 | 0 | 0
1986-07-06 | Jul | 6 | 21:00 | 69.08 | 270 | 413.3858 | 24803.1504 | 0 | 0 | 0.044171 | 4.5402e-08 | 0.075052 | 0.014896 | 0.24 | 0.71167 | 0 | 0.82698 | 0.0018901 | 0 | #DIV/0! | #DIV/0! | #DIV/0! | #DIV/0! | 0 | 0 | 0 | 0
1986-07-06 | Jul | 6 | 22:00 | 64.94 | 190 | 708.6614 | 42519.6864 | 0 | 0 | 0.043835 | 4.4712e-08 | 0.075649 | 0.014788 | 0.24 | 0.7114 | 0 | 0.81454 | 0.001905 | 0 | #DIV/0! | #DIV/0! | #DIV/0! | #DIV/0! | 0 | 0 | 0 | 0
1986-07-06 | Jul | 6 | 23:00 | 69.08 | 190 | 610.2362 | 36614.1744 | 0 | 0 | 0.044171 | 4.5402e-08 | 0.075052 | 0.014896 | 0.24 | 0.71167 | 0 | 0.82698 | 0.0018901 | 0 | #DIV/0! | #DIV/0! | #DIV/0! | #DIV/0! | 0 | 0 | 0 | 0
1986-07-06 | Jul | 6 | 24:00 | 69.98 | 230 | 511.811 | 30708.6624 | 0 | 0 | 0.044244 | 4.5552e-08 | 0.074923 | 0.014919 | 0.24 | 0.71173 | 0 | 0.82971 | 0.0018869 | 0 | #DIV/0! | #DIV/0! | #DIV/0! | #DIV/0! | 0 | 0 | 0 | 0
1986-07-07 | Jul | 7 | 1:00 | 69.98 | 240 | 511.811 | 30708.6624 | 0 | 0 | 0.044244 | 4.5552e-08 | 0.074923 | 0.014919 | 0.24 | 0.71173 | 0 | 0.82971 | 0.0018869 | 0 | #DIV/0! | #DIV/0! | #DIV/0! | #DIV/0! | 0 | 0 | 0 | 0
1986-07-07 | Jul | 7 | 2:00 | 69.08 | 280 | 511.811 | 30708.6624 | 0 | 0 | 0.044171 | 4.5402e-08 | 0.075052 | 0.014896 | 0.24 | 0.71167 | 0 | 0.82698 | 0.0018901 | 0 | #DIV/0! | #DIV/0! | #DIV/0! | #DIV/0! | 0 | 0 | 0 | 0
1986-07-07 | Jul | 7 | 3:00 | 69.98 | 280 | 511.811 | 30708.6624 | 0 | 0 | 0.044244 | 4.5552e-08 | 0.074923 | 0.014919 | 0.24 | 0.71173 | 0 | 0.82971 | 0.0018869 | 0 | #DIV/0! | #DIV/0! | #DIV/0! | #DIV/0! | 0 | 0 | 0 | 0
1986-07-07 | Jul | 7 | 4:00 | 69.98 | 0 | 0 | 0 | 0 | 0 | 0.044244 | 4.5552e-08 | 0.074923 | 0.014919 | 0.24 | 0.71173 | 0 | 0.82971 | 0.0018869 | 0 | #DIV/0! | #DIV/0! | #DIV/0! | #DIV/0! | 0 | 0 | 0 | 0
1986-07-07 | Jul | 7 | 5:00 | 69.08 | 290 | 511.811 | 30708.6624 | 0 | 0 | 0.044171 | 4.5402e-08 | 0.075052 | 0.014896 | 0.24 | 0.71167 | 0 | 0.82698 | 0.0018901 | 0 | #DIV/0! | #DIV/0! | #DIV/0! | #DIV/0! | 0 | 0 | 0 | 0
1986-07-07 | Jul | 7 | 6:00 | 69.08 | 10 | 708.6614 | 42519.6864 | 0 | 0 | 0.044171 | 4.5402e-08 | 0.075052 | 0.014896 | 0.24 | 0.71167 | 0 | 0.82698 | 0.0018901 | 0 | #DIV/0! | #DIV/0! | #DIV/0! | #DIV/0! | 0 | 0 | 0 | 0
1986-07-07 | Jul | 7 | 7:00 | 69.98 | 360 | 511.811 | 30708.6624 | 0 | 0 | 0.044244 | 4.5552e-08 | 0.074923 | 0.014919 | 0.24 | 0.71173 | 0 | 0.82971 | 0.0018869 | 0 | #DIV/0! | #DIV/0! | #DIV/0! | #DIV/0! | 0 | 0 | 0 | 0
1986-07-07 | Jul | 7 | 8:00 | 71.06 | 40 | 610.2362 | 36614.1744 | 0 | 0 | 0.044295 | 4.5703e-08 | 0.074773 | 0.014948 | 0.24 | 0.7112 | 0 | 0.83294 | 0.001883 | 0 | #DIV/0! | #DIV/0! | #DIV/0! | #DIV/0! | 0 | 0 | 0 | 0
1986-07-07 | Jul | 7 | 9:00 | 73.94 | 20 | 511.811 | 30708.6624 | 0 | 0 | 0.044428 | 4.6103e-08 | 0.074372 | 0.015022 | 0.24 | 0.70979 | 0 | 0.84162 | 0.0018729 | 0 | #DIV/0! | #DIV/0! | #DIV/0! | #DIV/0! | 0 | 0 | 0 | 0
1986-07-07 | Jul | 7 | 10:00 | 73.94 | 80 | 708.6614 | 42519.6864 | 0 | 0 | 0.044428 | 4.6103e-08 | 0.074372 | 0.015022 | 0.24 | 0.70979 | 0 | 0.84162 | 0.0018729 | 0 | #DIV/0! | #DIV/0! | #DIV/0! | #DIV/0! | 0 | 0 | 0 | 0
1986-07-07 | Jul | 7 | 11:00 | 80.96 | 130 | 511.811 | 30708.6624 | 0 | 0 | 0.044753 | 4.7078e-08 | 0.073401 | 0.015205 | 0.24 | 0.7064 | 0 | 0.86312 | 0.0018486 | 0 | #DIV/0! | #DIV/0! | #DIV/0! | #DIV/0! | 0 | 0 | 0 | 0
1986-07-07 | Jul | 7 | 12:00 | 84.02 | 80 | 708.6614 | 42519.6864 | 0 | 0 | 0.044895 | 4.7503e-08 | 0.072991 | 0.015285 | 0.24 | 0.70495 | 0 | 0.87251 | 0.0018382 | 0 | #DIV/0! | #DIV/0! | #DIV/0! | #DIV/0! | 0 | 0 | 0 | 0
1986-07-07 | Jul | 7 | 13:00 | 80.96 | 80 | 807.0866 | 48425.1984 | 0 | 0 | 0.044753 | 4.7078e-08 | 0.073401 | 0.015205 | 0.24 | 0.7064 | 0 | 0.86312 | 0.0018486 | 0 | #DIV/0! | #DIV/0! | #DIV/0! | #DIV/0! | 0 | 0 | 0 | 0
1986-07-07 | Jul | 7 | 14:00 | 80.06 | 50 | 807.0866 | 48425.1984 | 0 | 0 | 0.044712 | 4.6953e-08 | 0.073522 | 0.015182 | 0.24 | 0.70683 | 0 | 0.86038 | 0.0018516 | 0 | #DIV/0! | #DIV/0! | #DIV/0! | #DIV/0! | 0 | 0 | 0 | 0
1986-07-07 | Jul | 7 | 15:00 | 80.06 | 50 | 610.2362 | 36614.1744 | 0 | 0 | 0.044712 | 4.6953e-08 | 0.073522 | 0.015182 | 0.24 | 0.70683 | 0 | 0.86038 | 0.0018516 | 0 | #DIV/0! | #DIV/0! | #DIV/0! | #DIV/0! | 0 | 0 | 0 | 0
1986-07-07 | Jul | 7 | 16:00 | 78.08 | 40 | 708.6614 | 42519.6864 | 0 | 0 | 0.04462 | 4.6678e-08 | 0.073797 | 0.01513 | 0.24 | 0.70778 | 0 | 0.85426 | 0.0018585 | 0 | #DIV/0! | #DIV/0! | #DIV/0! | #DIV/0! | 0 | 0 | 0 | 0
1986-07-07 | Jul | 7 | 17:00 | 75.02 | 40 | 807.0866 | 48425.1984 | 0 | 0 | 0.044478 | 4.6253e-08 | 0.074222 | 0.015051 | 0.24 | 0.70926 | 0 | 0.8449 | 0.0018691 | 0 | #DIV/0! | #DIV/0! | #DIV/0! | #DIV/0! | 0 | 0 | 0 | 0
1986-07-07 | Jul | 7 | 18:00 | 73.94 | 70 | 708.6614 | 42519.6864 | 0 | 0 | 0.044428 | 4.6103e-08 | 0.074372 | 0.015022 | 0.24 | 0.70979 | 0 | 0.84162 | 0.0018729 | 0 | #DIV/0! | #DIV/0! | #DIV/0! | #DIV/0! | 0 | 0 | 0 | 0
1986-07-07 | Jul | 7 | 19:00 | 73.94 | 50 | 610.2362 | 36614.1744 | 0 | 0 | 0.044428 | 4.6103e-08 | 0.074372 | 0.015022 | 0.24 | 0.70979 | 0 | 0.84162 | 0.0018729 | 0 | #DIV/0! | #DIV/0! | #DIV/0! | #DIV/0! | 0 | 0 | 0 | 0
1986-07-07 | Jul | 7 | 20:00 | 73.04 | 80 | 511.811 | 30708.6624 | 0 | 0 | 0.044387 | 4.5978e-08 | 0.074497 | 0.014999 | 0.24 | 0.71023 | 0 | 0.8389 | 0.001876 | 0 | #DIV/0! | #DIV/0! | #DIV/0! | #DIV/0! | 0 | 0 | 0 | 0
1986-07-07 | Jul | 7 | 21:00 | 73.04 | 120 | 610.2362 | 36614.1744 | 0 | 0 | 0.044387 | 4.5978e-08 | 0.074497 | 0.014999 | 0.24 | 0.71023 | 0 | 0.8389 | 0.001876 | 0 | #DIV/0! | #DIV/0! | #DIV/0! | #DIV/0! | 0 | 0 | 0 | 0
1986-07-07 | Jul | 7 | 22:00 | 71.06 | 80 | 708.6614 | 42519.6864 | 0 | 0 | 0.044295 | 4.5703e-08 | 0.074773 | 0.014948 | 0.24 | 0.7112 | 0 | 0.83294 | 0.001883 | 0 | #DIV/0! | #DIV/0! | #DIV/0! | #DIV/0! | 0 | 0 | 0 | 0
1986-07-07 | Jul | 7 | 23:00 | 69.98 | 50 | 610.2362 | 36614.1744 | 0 | 0 | 0.044244 | 4.5552e-08 | 0.074923 | 0.014919 | 0.24 | 0.71173 | 0 | 0.82971 | 0.0018869 | 0 | #DIV/0! | #DIV/0! | #DIV/0! | #DIV/0! | 0 | 0 | 0 | 0
1986-07-07 | Jul | 7 | 24:00 | 69.98 | 280 | 610.2362 | 36614.1744 | 0 | 0 | 0.044244 | 4.5552e-08 | 0.074923 | 0.014919 | 0.24 | 0.71173 | 0 | 0.82971 | 0.0018869 | 0 | #DIV/0! | #DIV/0! | #DIV/0! | #DIV/0! | 0 | 0 | 0 | 0
1986-07-08 | Jul | 8 | 1:00 | 69.08 | 150 | 413.3858 | 24803.1504 | 0 | 0 | 0.044171 | 4.5402e-08 | 0.075052 | 0.014896 | 0.24 | 0.71167 | 0 | 0.82698 | 0.0018901 | 0 | #DIV/0! | #DIV/0! | #DIV/0! | #DIV/0! | 0 | 0 | 0 | 0
1986-07-08 | Jul | 8 | 2:00 | 66.92 | 190 | 511.811 | 30708.6624 | 0 | 0 | 0.043996 | 4.5042e-08 | 0.075364 | 0.01484 | 0.24 | 0.71153 | 0 | 0.82046 | 0.0018978 | 0 | #DIV/0! | #DIV/0! | #DIV/0! | #DIV/0! | 0 | 0 | 0 | 0
1986-07-08 | Jul | 8 | 3:00 | 64.94 | 240 | 413.3858 | 24803.1504 | 0 | 0 | 0.043835 | 4.4712e-08 | 0.075649 | 0.014788 | 0.24 | 0.7114 | 0 | 0.81454 | 0.001905 | 0 | #DIV/0! | #DIV/0! | #DIV/0! | #DIV/0! | 0 | 0 | 0 | 0
1986-07-08 | Jul | 8 | 4:00 | 64.94 | 0 | 0 | 0 | 0 | 0 | 0.043835 | 4.4712e-08 | 0.075649 | 0.014788 | 0.24 | 0.7114 | 0 | 0.81454 | 0.001905 | 0 | #DIV/0! | #DIV/0! | #DIV/0! | #DIV/0! | 0 | 0 | 0 | 0
1986-07-08 | Jul | 8 | 5:00 | 62.96 | 170 | 413.3858 | 24803.1504 | 0 | 0 | 0.043675 | 4.4382e-08 | 0.075934 | 0.014737 | 0.24 | 0.71127 | 0 | 0.80865 | 0.0019122 | 0 | #DIV/0! | #DIV/0! | #DIV/0! | #DIV/0! | 0 | 0 | 0 | 0
1986-07-08 | Jul | 8 | 6:00 | 68 | 190 | 413.3858 | 24803.1504 | 0 | 0 | 0.044084 | 4.5222e-08 | 0.075208 | 0.014868 | 0.24 | 0.7116 | 0 | 0.82372 | 0.0018939 | 0 | #DIV/0! | #DIV/0! | #DIV/0! | #DIV/0! | 0 | 0 | 0 | 0
1986-07-08 | Jul | 8 | 7:00 | 69.08 | 150 | 413.3858 | 24803.1504 | 0 | 0 | 0.044171 | 4.5402e-08 | 0.075052 | 0.014896 | 0.24 | 0.71167 | 0 | 0.82698 | 0.0018901 | 0 | #DIV/0! | #DIV/0! | #DIV/0! | #DIV/0! | 0 | 0 | 0 | 0
1986-07-08 | Jul | 8 | 8:00 | 71.06 | 170 | 610.2362 | 36614.1744 | 0 | 0 | 0.044295 | 4.5703e-08 | 0.074773 | 0.014948 | 0.24 | 0.7112 | 0 | 0.83294 | 0.001883 | 0 | #DIV/0! | #DIV/0! | #DIV/0! | #DIV/0! | 0 | 0 | 0 | 0
1986-07-08 | Jul | 8 | 9:00 | 78.08 | 210 | 1122.0473 | 67322.8368 | 0 | 0 | 0.04462 | 4.6678e-08 | 0.073797 | 0.01513 | 0.24 | 0.70778 | 0 | 0.85426 | 0.0018585 | 0 | #DIV/0! | #DIV/0! | #DIV/0! | #DIV/0! | 0 | 0 | 0 | 0
1986-07-08 | Jul | 8 | 10:00 | 78.08 | 170 | 807.0866 | 48425.1984 | 0 | 0 | 0.04462 | 4.6678e-08 | 0.073797 | 0.01513 | 0.24 | 0.70778 | 0 | 0.85426 | 0.0018585 | 0 | #DIV/0! | #DIV/0! | #DIV/0! | #DIV/0! | 0 | 0 | 0 | 0
1986-07-08 | Jul | 8 | 11:00 | 80.96 | 240 | 905.5118 | 54330.7104 | 0 | 0 | 0.044753 | 4.7078e-08 | 0.073401 | 0.015205 | 0.24 | 0.7064 | 0 | 0.86312 | 0.0018486 | 0 | #DIV/0! | #DIV/0! | #DIV/0! | #DIV/0! | 0 | 0 | 0 | 0
1986-07-08 | Jul | 8 | 12:00 | 82.04 | 230 | 1023.6221 | 61417.3248 | 0 | 0 | 0.044804 | 4.7228e-08 | 0.073257 | 0.015233 | 0.24 | 0.70589 | 0 | 0.86642 | 0.0018449 | 0 | #DIV/0! | #DIV/0! | #DIV/0! | #DIV/0! | 0 | 0 | 0 | 0
1986-07-08 | Jul | 8 | 13:00 | 82.04 | 250 | 807.0866 | 48425.1984 | 0 | 0 | 0.044804 | 4.7228e-08 | 0.073257 | 0.015233 | 0.24 | 0.70589 | 0 | 0.86642 | 0.0018449 | 0 | #DIV/0! | #DIV/0! | #DIV/0! | #DIV/0! | 0 | 0 | 0 | 0
1986-07-08 | Jul | 8 | 14:00 | 80.96 | 220 | 1023.6221 | 61417.3248 | 0 | 0 | 0.044753 | 4.7078e-08 | 0.073401 | 0.015205 | 0.24 | 0.7064 | 0 | 0.86312 | 0.0018486 | 0 | #DIV/0! | #DIV/0! | #DIV/0! | #DIV/0! | 0 | 0 | 0 | 0
1986-07-08 | Jul | 8 | 15:00 | 82.04 | 210 | 1122.0473 | 67322.8368 | 0 | 0 | 0.044804 | 4.7228e-08 | 0.073257 | 0.015233 | 0.24 | 0.70589 | 0 | 0.86642 | 0.0018449 | 0 | #DIV/0! | #DIV/0! | #DIV/0! | #DIV/0! | 0 | 0 | 0 | 0
1986-07-08 | Jul | 8 | 16:00 | 82.94 | 230 | 1023.6221 | 61417.3248 | 0 | 0 | 0.044845 | 4.7353e-08 | 0.073136 | 0.015256 | 0.24 | 0.70546 | 0 | 0.86918 | 0.0018418 | 0 | #DIV/0! | #DIV/0! | #DIV/0! | #DIV/0! | 0 | 0 | 0 | 0
1986-07-08 | Jul | 8 | 17:00 | 82.04 | 230 | 1122.0473 | 67322.8368 | 0 | 0 | 0.044804 | 4.7228e-08 | 0.073257 | 0.015233 | 0.24 | 0.70589 | 0 | 0.86642 | 0.0018449 | 0 | #DIV/0! | #DIV/0! | #DIV/0! | #DIV/0! | 0 | 0 | 0 | 0
1986-07-08 | Jul | 8 | 18:00 | 80.96 | 230 | 610.2362 | 36614.1744 | 0 | 0 | 0.044753 | 4.7078e-08 | 0.073401 | 0.015205 | 0.24 | 0.7064 | 0 | 0.86312 | 0.0018486 | 0 | #DIV/0! | #DIV/0! | #DIV/0! | #DIV/0! | 0 | 0 | 0 | 0
1986-07-08 | Jul | 8 | 19:00 | 78.08 | 240 | 708.6614 | 42519.6864 | 0 | 0 | 0.04462 | 4.6678e-08 | 0.073797 | 0.01513 | 0.24 | 0.70778 | 0 | 0.85426 | 0.0018585 | 0 | #DIV/0! | #DIV/0! | #DIV/0! | #DIV/0! | 0 | 0 | 0 | 0
1986-07-08 | Jul | 8 | 20:00 | 78.08 | 310 | 413.3858 | 24803.1504 | 0 | 0 | 0.04462 | 4.6678e-08 | 0.073797 | 0.01513 | 0.24 | 0.70778 | 0 | 0.85426 | 0.0018585 | 0 | #DIV/0! | #DIV/0! | #DIV/0! | #DIV/0! | 0 | 0 | 0 | 0
1986-07-08 | Jul | 8 | 21:00 | 73.94 | 340 | 610.2362 | 36614.1744 | 0 | 0 | 0.044428 | 4.6103e-08 | 0.074372 | 0.015022 | 0.24 | 0.70979 | 0 | 0.84162 | 0.0018729 | 0 | #DIV/0! | #DIV/0! | #DIV/0! | #DIV/0! | 0 | 0 | 0 | 0
1986-07-08 | Jul | 8 | 22:00 | 73.94 | 280 | 2125.9843 | 127559.0592 | 0 | 0 | 0.044428 | 4.6103e-08 | 0.074372 | 0.015022 | 0.24 | 0.70979 | 0 | 0.84162 | 0.0018729 | 0 | #DIV/0! | #DIV/0! | #DIV/0! | #DIV/0! | 0 | 0 | 0 | 0
1986-07-08 | Jul | 8 | 23:00 | 73.94 | 260 | 1515.7481 | 90944.8848 | 0 | 0 | 0.044428 | 4.6103e-08 | 0.074372 | 0.015022 | 0.24 | 0.70979 | 0 | 0.84162 | 0.0018729 | 0 | #DIV/0! | #DIV/0! | #DIV/0! | #DIV/0! | 0 | 0 | 0 | 0
1986-07-08 | Jul | 8 | 24:00 | 71.96 | 170 | 1515.7481 | 90944.8848 | 0 | 0 | 0.044336 | 4.5828e-08 | 0.074648 | 0.014971 | 0.24 | 0.71076 | 0 | 0.83565 | 0.0018798 | 0 | #DIV/0! | #DIV/0! | #DIV/0! | #DIV/0! | 0 | 0 | 0 | 0
1986-07-09 | Jul | 9 | 1:00 | 69.98 | 230 | 610.2362 | 36614.1744 | 0 | 0 | 0.044244 | 4.5552e-08 | 0.074923 | 0.014919 | 0.24 | 0.71173 | 0 | 0.82971 | 0.0018869 | 0 | #DIV/0! | #DIV/0! | #DIV/0! | #DIV/0! | 0 | 0 | 0 | 0
1986-07-09 | Jul | 9 | 2:00 | 69.98 | 320 | 610.2362 | 36614.1744 | 0 | 0 | 0.044244 | 4.5552e-08 | 0.074923 | 0.014919 | 0.24 | 0.71173 | 0 | 0.82971 | 0.0018869 | 0 | #DIV/0! | #DIV/0! | #DIV/0! | #DIV/0! | 0 | 0 | 0 | 0
1986-07-09 | Jul | 9 | 3:00 | 71.06 | 280 | 511.811 | 30708.6624 | 0 | 0 | 0.044295 | 4.5703e-08 | 0.074773 | 0.014948 | 0.24 | 0.7112 | 0 | 0.83294 | 0.001883 | 0 | #DIV/0! | #DIV/0! | #DIV/0! | #DIV/0! | 0 | 0 | 0 | 0
1986-07-09 | Jul | 9 | 4:00 | 69.98 | 270 | 295.2756 | 17716.536 | 0 | 0 | 0.044244 | 4.5552e-08 | 0.074923 | 0.014919 | 0.24 | 0.71173 | 0 | 0.82971 | 0.0018869 | 0 | #DIV/0! | #DIV/0! | #DIV/0! | #DIV/0! | 0 | 0 | 0 | 0
1986-07-09 | Jul | 9 | 5:00 | 69.98 | 320 | 413.3858 | 24803.1504 | 0 | 0 | 0.044244 | 4.5552e-08 | 0.074923 | 0.014919 | 0.24 | 0.71173 | 0 | 0.82971 | 0.0018869 | 0 | #DIV/0! | #DIV/0! | #DIV/0! | #DIV/0! | 0 | 0 | 0 | 0
1986-07-09 | Jul | 9 | 6:00 | 71.06 | 330 | 807.0866 | 48425.1984 | 0 | 0 | 0.044295 | 4.5703e-08 | 0.074773 | 0.014948 | 0.24 | 0.7112 | 0 | 0.83294 | 0.001883 | 0 | #DIV/0! | #DIV/0! | #DIV/0! | #DIV/0! | 0 | 0 | 0 | 0
1986-07-09 | Jul | 9 | 7:00 | 71.06 | 340 | 1023.6221 | 61417.3248 | 0 | 0 | 0.044295 | 4.5703e-08 | 0.074773 | 0.014948 | 0.24 | 0.7112 | 0 | 0.83294 | 0.001883 | 0 | #DIV/0! | #DIV/0! | #DIV/0! | #DIV/0! | 0 | 0 | 0 | 0
1986-07-09 | Jul | 9 | 8:00 | 71.06 | 20 | 708.6614 | 42519.6864 | 0 | 0 | 0.044295 | 4.5703e-08 | 0.074773 | 0.014948 | 0.24 | 0.7112 | 0 | 0.83294 | 0.001883 | 0 | #DIV/0! | #DIV/0! | #DIV/0! | #DIV/0! | 0 | 0 | 0 | 0
1986-07-09 | Jul | 9 | 9:00 | 66.92 | 50 | 1023.6221 | 61417.3248 | 0 | 0 | 0.043996 | 4.5042e-08 | 0.075364 | 0.01484 | 0.24 | 0.71153 | 0 | 0.82046 | 0.0018978 | 0 | #DIV/0! | #DIV/0! | #DIV/0! | #DIV/0! | 0 | 0 | 0 | 0
1986-07-09 | Jul | 9 | 10:00 | 69.08 | 40 | 1122.0473 | 67322.8368 | 0 | 0 | 0.044171 | 4.5402e-08 | 0.075052 | 0.014896 | 0.24 | 0.71167 | 0 | 0.82698 | 0.0018901 | 0 | #DIV/0! | #DIV/0! | #DIV/0! | #DIV/0! | 0 | 0 | 0 | 0
1986-07-09 | Jul | 9 | 11:00 | 71.06 | 60 | 1122.0473 | 67322.8368 | 0 | 0 | 0.044295 | 4.5703e-08 | 0.074773 | 0.014948 | 0.24 | 0.7112 | 0 | 0.83294 | 0.001883 | 0 | #DIV/0! | #DIV/0! | #DIV/0! | #DIV/0! | 0 | 0 | 0 | 0
1986-07-09 | Jul | 9 | 12:00 | 71.06 | 40 | 905.5118 | 54330.7104 | 0 | 0 | 0.044295 | 4.5703e-08 | 0.074773 | 0.014948 | 0.24 | 0.7112 | 0 | 0.83294 | 0.001883 | 0 | #DIV/0! | #DIV/0! | #DIV/0! | #DIV/0! | 0 | 0 | 0 | 0
1986-07-09 | Jul | 9 | 13:00 | 73.04 | 360 | 1023.6221 | 61417.3248 | 0 | 0 | 0.044387 | 4.5978e-08 | 0.074497 | 0.014999 | 0.24 | 0.71023 | 0 | 0.8389 | 0.001876 | 0 | #DIV/0! | #DIV/0! | #DIV/0! | #DIV/0! | 0 | 0 | 0 | 0
1986-07-09 | Jul | 9 | 14:00 | 73.94 | 10 | 1023.6221 | 61417.3248 | 0 | 0 | 0.044428 | 4.6103e-08 | 0.074372 | 0.015022 | 0.24 | 0.70979 | 0 | 0.84162 | 0.0018729 | 0 | #DIV/0! | #DIV/0! | #DIV/0! | #DIV/0! | 0 | 0 | 0 | 0
1986-07-09 | Jul | 9 | 15:00 | 73.94 | 20 | 1122.0473 | 67322.8368 | 0 | 0 | 0.044428 | 4.6103e-08 | 0.074372 | 0.015022 | 0.24 | 0.70979 | 0 | 0.84162 | 0.0018729 | 0 | #DIV/0! | #DIV/0! | #DIV/0! | #DIV/0! | 0 | 0 | 0 | 0
1986-07-09 | Jul | 9 | 16:00 | 73.04 | 30 | 1220.4725 | 73228.3488 | 0 | 0 | 0.044387 | 4.5978e-08 | 0.074497 | 0.014999 | 0.24 | 0.71023 | 0 | 0.8389 | 0.001876 | 0 | #DIV/0! | #DIV/0! | #DIV/0! | #DIV/0! | 0 | 0 | 0 | 0
1986-07-09 | Jul | 9 | 17:00 | 73.04 | 30 | 1023.6221 | 61417.3248 | 0 | 0 | 0.044387 | 4.5978e-08 | 0.074497 | 0.014999 | 0.24 | 0.71023 | 0 | 0.8389 | 0.001876 | 0 | #DIV/0! | #DIV/0! | #DIV/0! | #DIV/0! | 0 | 0 | 0 | 0
1986-07-09 | Jul | 9 | 18:00 | 71.06 | 40 | 1220.4725 | 73228.3488 | 0 | 0 | 0.044295 | 4.5703e-08 | 0.074773 | 0.014948 | 0.24 | 0.7112 | 0 | 0.83294 | 0.001883 | 0 | #DIV/0! | #DIV/0! | #DIV/0! | #DIV/0! | 0 | 0 | 0 | 0
1986-07-09 | Jul | 9 | 19:00 | 68 | 30 | 1023.6221 | 61417.3248 | 0 | 0 | 0.044084 | 4.5222e-08 | 0.075208 | 0.014868 | 0.24 | 0.7116 | 0 | 0.82372 | 0.0018939 | 0 | #DIV/0! | #DIV/0! | #DIV/0! | #DIV/0! | 0 | 0 | 0 | 0
1986-07-09 | Jul | 9 | 20:00 | 66.02 | 40 | 905.5118 | 54330.7104 | 0 | 0 | 0.043923 | 4.4892e-08 | 0.075493 | 0.014817 | 0.24 | 0.71147 | 0 | 0.81776 | 0.0019011 | 0 | #DIV/0! | #DIV/0! | #DIV/0! | #DIV/0! | 0 | 0 | 0 | 0
1986-07-09 | Jul | 9 | 21:00 | 62.96 | 30 | 610.2362 | 36614.1744 | 0 | 0 | 0.043675 | 4.4382e-08 | 0.075934 | 0.014737 | 0.24 | 0.71127 | 0 | 0.80865 | 0.0019122 | 0 | #DIV/0! | #DIV/0! | #DIV/0! | #DIV/0! | 0 | 0 | 0 | 0
1986-07-09 | Jul | 9 | 22:00 | 60.08 | 30 | 511.811 | 30708.6624 | 0 | 0 | 0.043441 | 4.3902e-08 | 0.076348 | 0.014662 | 0.24 | 0.71108 | 0 | 0.80017 | 0.0019228 | 0 | #DIV/0! | #DIV/0! | #DIV/0! | #DIV/0! | 0 | 0 | 0 | 0
1986-07-09 | Jul | 9 | 23:00 | 59 | 10 | 413.3858 | 24803.1504 | 0 | 0 | 0.043354 | 4.3722e-08 | 0.07651 | 0.014634 | 0.24 | 0.71101 | 0 | 0.79695 | 0.0019268 | 0 | #DIV/0! | #DIV/0! | #DIV/0! | #DIV/0! | 0 | 0 | 0 | 0
1986-07-09 | Jul | 9 | 24:00 | 57.02 | 0 | 0 | 0 | 0 | 0 | 0.043193 | 4.3392e-08 | 0.076807 | 0.014583 | 0.24 | 0.71088 | 0 | 0.79108 | 0.0019342 | 0 | #DIV/0! | #DIV/0! | #DIV/0! | #DIV/0! | 0 | 0 | 0 | 0
1986-07-10 | Jul | 10 | 1:00 | 57.92 | 30 | 511.811 | 30708.6624 | 0 | 0 | 0.043266 | 4.3542e-08 | 0.076672 | 0.014606 | 0.24 | 0.71094 | 0 | 0.79374 | 0.0019308 | 0 | #DIV/0! | #DIV/0! | #DIV/0! | #DIV/0! | 0 | 0 | 0 | 0
1986-07-10 | Jul | 10 | 2:00 | 59 | 10 | 413.3858 | 24803.1504 | 0 | 0 | 0.043354 | 4.3722e-08 | 0.07651 | 0.014634 | 0.24 | 0.71101 | 0 | 0.79695 | 0.0019268 | 0 | #DIV/0! | #DIV/0! | #DIV/0! | #DIV/0! | 0 | 0 | 0 | 0
1986-07-10 | Jul | 10 | 3:00 | 57.92 | 10 | 511.811 | 30708.6624 | 0 | 0 | 0.043266 | 4.3542e-08 | 0.076672 | 0.014606 | 0.24 | 0.71094 | 0 | 0.79374 | 0.0019308 | 0 | #DIV/0! | #DIV/0! | #DIV/0! | #DIV/0! | 0 | 0 | 0 | 0
1986-07-10 | Jul | 10 | 4:00 | 59 | 360 | 295.2756 | 17716.536 | 0 | 0 | 0.043354 | 4.3722e-08 | 0.07651 | 0.014634 | 0.24 | 0.71101 | 0 | 0.79695 | 0.0019268 | 0 | #DIV/0! | #DIV/0! | #DIV/0! | #DIV/0! | 0 | 0 | 0 | 0
1986-07-10 | Jul | 10 | 5:00 | 60.08 | 10 | 610.2362 | 36614.1744 | 0 | 0 | 0.043441 | 4.3902e-08 | 0.076348 | 0.014662 | 0.24 | 0.71108 | 0 | 0.80017 | 0.0019228 | 0 | #DIV/0! | #DIV/0! | #DIV/0! | #DIV/0! | 0 | 0 | 0 | 0
1986-07-10 | Jul | 10 | 6:00 | 62.96 | 10 | 413.3858 | 24803.1504 | 0 | 0 | 0.043675 | 4.4382e-08 | 0.075934 | 0.014737 | 0.24 | 0.71127 | 0 | 0.80865 | 0.0019122 | 0 | #DIV/0! | #DIV/0! | #DIV/0! | #DIV/0! | 0 | 0 | 0 | 0
1986-07-10 | Jul | 10 | 7:00 | 66.92 | 70 | 610.2362 | 36614.1744 | 0 | 0 | 0.043996 | 4.5042e-08 | 0.075364 | 0.01484 | 0.24 | 0.71153 | 0 | 0.82046 | 0.0018978 | 0 | #DIV/0! | #DIV/0! | #DIV/0! | #DIV/0! | 0 | 0 | 0 | 0
1986-07-10 | Jul | 10 | 8:00 | 69.08 | 130 | 708.6614 | 42519.6864 | 0 | 0 | 0.044171 | 4.5402e-08 | 0.075052 | 0.014896 | 0.24 | 0.71167 | 0 | 0.82698 | 0.0018901 | 0 | #DIV/0! | #DIV/0! | #DIV/0! | #DIV/0! | 0 | 0 | 0 | 0
1986-07-10 | Jul | 10 | 9:00 | 71.96 | 120 | 1122.0473 | 67322.8368 | 0 | 0 | 0.044336 | 4.5828e-08 | 0.074648 | 0.014971 | 0.24 | 0.71076 | 0 | 0.83565 | 0.0018798 | 0 | #DIV/0! | #DIV/0! | #DIV/0! | #DIV/0! | 0 | 0 | 0 | 0
1986-07-10 | Jul | 10 | 10:00 | 73.94 | 120 | 1515.7481 | 90944.8848 | 0 | 0 | 0.044428 | 4.6103e-08 | 0.074372 | 0.015022 | 0.24 | 0.70979 | 0 | 0.84162 | 0.0018729 | 0 | #DIV/0! | #DIV/0! | #DIV/0! | #DIV/0! | 0 | 0 | 0 | 0
1986-07-10 | Jul | 10 | 11:00 | 73.04 | 100 | 1122.0473 | 67322.8368 | 0 | 0 | 0.044387 | 4.5978e-08 | 0.074497 | 0.014999 | 0.24 | 0.71023 | 0 | 0.8389 | 0.001876 | 0 | #DIV/0! | #DIV/0! | #DIV/0! | #DIV/0! | 0 | 0 | 0 | 0
1986-07-10 | Jul | 10 | 12:00 | 71.96 | 130 | 1023.6221 | 61417.3248 | 0 | 0 | 0.044336 | 4.5828e-08 | 0.074648 | 0.014971 | 0.24 | 0.71076 | 0 | 0.83565 | 0.0018798 | 0 | #DIV/0! | #DIV/0! | #DIV/0! | #DIV/0! | 0 | 0 | 0 | 0
1986-07-10 | Jul | 10 | 13:00 | 75.92 | 140 | 1023.6221 | 61417.3248 | 0 | 0 | 0.04452 | 4.6378e-08 | 0.074097 | 0.015074 | 0.24 | 0.70883 | 0 | 0.84764 | 0.001866 | 0 | #DIV/0! | #DIV/0! | #DIV/0! | #DIV/0! | 0 | 0 | 0 | 0
1986-07-10 | Jul | 10 | 14:00 | 75.92 | 140 | 807.0866 | 48425.1984 | 0 | 0 | 0.04452 | 4.6378e-08 | 0.074097 | 0.015074 | 0.24 | 0.70883 | 0 | 0.84764 | 0.001866 | 0 | #DIV/0! | #DIV/0! | #DIV/0! | #DIV/0! | 0 | 0 | 0 | 0
1986-07-10 | Jul | 10 | 15:00 | 75.02 | 120 | 905.5118 | 54330.7104 | 0 | 0 | 0.044478 | 4.6253e-08 | 0.074222 | 0.015051 | 0.24 | 0.70926 | 0 | 0.8449 | 0.0018691 | 0 | #DIV/0! | #DIV/0! | #DIV/0! | #DIV/0! | 0 | 0 | 0 | 0
1986-07-10 | Jul | 10 | 16:00 | 71.06 | 100 | 1318.8977 | 79133.8608 | 0 | 0 | 0.044295 | 4.5703e-08 | 0.074773 | 0.014948 | 0.24 | 0.7112 | 0 | 0.83294 | 0.001883 | 0 | #DIV/0! | #DIV/0! | #DIV/0! | #DIV/0! | 0 | 0 | 0 | 0
1986-07-10 | Jul | 10 | 17:00 | 69.98 | 70 | 1023.6221 | 61417.3248 | 0 | 0 | 0.044244 | 4.5552e-08 | 0.074923 | 0.014919 | 0.24 | 0.71173 | 0 | 0.82971 | 0.0018869 | 0 | #DIV/0! | #DIV/0! | #DIV/0! | #DIV/0! | 0 | 0 | 0 | 0
1986-07-10 | Jul | 10 | 18:00 | 69.98 | 100 | 1318.8977 | 79133.8608 | 0 | 0 | 0.044244 | 4.5552e-08 | 0.074923 | 0.014919 | 0.24 | 0.71173 | 0 | 0.82971 | 0.0018869 | 0 | #DIV/0! | #DIV/0! | #DIV/0! | #DIV/0! | 0 | 0 | 0 | 0
1986-07-10 | Jul | 10 | 19:00 | 71.06 | 110 | 1220.4725 | 73228.3488 | 0 | 0 | 0.044295 | 4.5703e-08 | 0.074773 | 0.014948 | 0.24 | 0.7112 | 0 | 0.83294 | 0.001883 | 0 | #DIV/0! | #DIV/0! | #DIV/0! | #DIV/0! | 0 | 0 | 0 | 0
1986-07-10 | Jul | 10 | 20:00 | 69.98 | 130 | 1220.4725 | 73228.3488 | 0 | 0 | 0.044244 | 4.5552e-08 | 0.074923 | 0.014919 | 0.24 | 0.71173 | 0 | 0.82971 | 0.0018869 | 0 | #DIV/0! | #DIV/0! | #DIV/0! | #DIV/0! | 0 | 0 | 0 | 0
1986-07-10 | Jul | 10 | 21:00 | 69.98 | 140 | 807.0866 | 48425.1984 | 0 | 0 | 0.044244 | 4.5552e-08 | 0.074923 | 0.014919 | 0.24 | 0.71173 | 0 | 0.82971 | 0.0018869 | 0 | #DIV/0! | #DIV/0! | #DIV/0! | #DIV/0! | 0 | 0 | 0 | 0
1986-07-10 | Jul | 10 | 22:00 | 71.06 | 110 | 610.2362 | 36614.1744 | 0 | 0 | 0.044295 | 4.5703e-08 | 0.074773 | 0.014948 | 0.24 | 0.7112 | 0 | 0.83294 | 0.001883 | 0 | #DIV/0! | #DIV/0! | #DIV/0! | #DIV/0! | 0 | 0 | 0 | 0
1986-07-10 | Jul | 10 | 23:00 | 69.98 | 140 | 511.811 | 30708.6624 | 0 | 0 | 0.044244 | 4.5552e-08 | 0.074923 | 0.014919 | 0.24 | 0.71173 | 0 | 0.82971 | 0.0018869 | 0 | #DIV/0! | #DIV/0! | #DIV/0! | #DIV/0! | 0 | 0 | 0 | 0
1986-07-10 | Jul | 10 | 24:00 | 69.08 | 150 | 807.0866 | 48425.1984 | 0 | 0 | 0.044171 | 4.5402e-08 | 0.075052 | 0.014896 | 0.24 | 0.71167 | 0 | 0.82698 | 0.0018901 | 0 | #DIV/0! | #DIV/0! | #DIV/0! | #DIV/0! | 0 | 0 | 0 | 0
1986-07-11 | Jul | 11 | 1:00 | 69.08 | 160 | 807.0866 | 48425.1984 | 0 | 0 | 0.044171 | 4.5402e-08 | 0.075052 | 0.014896 | 0.24 | 0.71167 | 0 | 0.82698 | 0.0018901 | 0 | #DIV/0! | #DIV/0! | #DIV/0! | #DIV/0! | 0 | 0 | 0 | 0
1986-07-11 | Jul | 11 | 2:00 | 69.08 | 170 | 807.0866 | 48425.1984 | 0 | 0 | 0.044171 | 4.5402e-08 | 0.075052 | 0.014896 | 0.24 | 0.71167 | 0 | 0.82698 | 0.0018901 | 0 | #DIV/0! | #DIV/0! | #DIV/0! | #DIV/0! | 0 | 0 | 0 | 0
1986-07-11 | Jul | 11 | 3:00 | 69.08 | 200 | 807.0866 | 48425.1984 | 0 | 0 | 0.044171 | 4.5402e-08 | 0.075052 | 0.014896 | 0.24 | 0.71167 | 0 | 0.82698 | 0.0018901 | 0 | #DIV/0! | #DIV/0! | #DIV/0! | #DIV/0! | 0 | 0 | 0 | 0
1986-07-11 | Jul | 11 | 4:00 | 69.08 | 180 | 610.2362 | 36614.1744 | 0 | 0 | 0.044171 | 4.5402e-08 | 0.075052 | 0.014896 | 0.24 | 0.71167 | 0 | 0.82698 | 0.0018901 | 0 | #DIV/0! | #DIV/0! | #DIV/0! | #DIV/0! | 0 | 0 | 0 | 0
1986-07-11 | Jul | 11 | 5:00 | 69.08 | 190 | 610.2362 | 36614.1744 | 0 | 0 | 0.044171 | 4.5402e-08 | 0.075052 | 0.014896 | 0.24 | 0.71167 | 0 | 0.82698 | 0.0018901 | 0 | #DIV/0! | #DIV/0! | #DIV/0! | #DIV/0! | 0 | 0 | 0 | 0
1986-07-11 | Jul | 11 | 6:00 | 69.08 | 220 | 708.6614 | 42519.6864 | 0 | 0 | 0.044171 | 4.5402e-08 | 0.075052 | 0.014896 | 0.24 | 0.71167 | 0 | 0.82698 | 0.0018901 | 0 | #DIV/0! | #DIV/0! | #DIV/0! | #DIV/0! | 0 | 0 | 0 | 0
1986-07-11 | Jul | 11 | 7:00 | 69.98 | 200 | 807.0866 | 48425.1984 | 0 | 0 | 0.044244 | 4.5552e-08 | 0.074923 | 0.014919 | 0.24 | 0.71173 | 0 | 0.82971 | 0.0018869 | 0 | #DIV/0! | #DIV/0! | #DIV/0! | #DIV/0! | 0 | 0 | 0 | 0
1986-07-11 | Jul | 11 | 8:00 | 71.06 | 180 | 905.5118 | 54330.7104 | 0 | 0 | 0.044295 | 4.5703e-08 | 0.074773 | 0.014948 | 0.24 | 0.7112 | 0 | 0.83294 | 0.001883 | 0 | #DIV/0! | #DIV/0! | #DIV/0! | #DIV/0! | 0 | 0 | 0 | 0
1986-07-11 | Jul | 11 | 9:00 | 71.06 | 220 | 1122.0473 | 67322.8368 | 0 | 0 | 0.044295 | 4.5703e-08 | 0.074773 | 0.014948 | 0.24 | 0.7112 | 0 | 0.83294 | 0.001883 | 0 | #DIV/0! | #DIV/0! | #DIV/0! | #DIV/0! | 0 | 0 | 0 | 0
1986-07-11 | Jul | 11 | 10:00 | 71.96 | 220 | 1023.6221 | 61417.3248 | 0 | 0 | 0.044336 | 4.5828e-08 | 0.074648 | 0.014971 | 0.24 | 0.71076 | 0 | 0.83565 | 0.0018798 | 0 | #DIV/0! | #DIV/0! | #DIV/0! | #DIV/0! | 0 | 0 | 0 | 0
1986-07-11 | Jul | 11 | 11:00 | 71.96 | 190 | 807.0866 | 48425.1984 | 0 | 0 | 0.044336 | 4.5828e-08 | 0.074648 | 0.014971 | 0.24 | 0.71076 | 0 | 0.83565 | 0.0018798 | 0 | #DIV/0! | #DIV/0! | #DIV/0! | #DIV/0! | 0 | 0 | 0 | 0
1986-07-11 | Jul | 11 | 12:00 | 73.04 | 200 | 1122.0473 | 67322.8368 | 0 | 0 | 0.044387 | 4.5978e-08 | 0.074497 | 0.014999 | 0.24 | 0.71023 | 0 | 0.8389 | 0.001876 | 0 | #DIV/0! | #DIV/0! | #DIV/0! | #DIV/0! | 0 | 0 | 0 | 0
1986-07-11 | Jul | 11 | 13:00 | 73.94 | 240 | 610.2362 | 36614.1744 | 0 | 0 | 0.044428 | 4.6103e-08 | 0.074372 | 0.015022 | 0.24 | 0.70979 | 0 | 0.84162 | 0.0018729 | 0 | #DIV/0! | #DIV/0! | #DIV/0! | #DIV/0! | 0 | 0 | 0 | 0
1986-07-11 | Jul | 11 | 14:00 | 75.02 | 230 | 1023.6221 | 61417.3248 | 0 | 0 | 0.044478 | 4.6253e-08 | 0.074222 | 0.015051 | 0.24 | 0.70926 | 0 | 0.8449 | 0.0018691 | 0 | #DIV/0! | #DIV/0! | #DIV/0! | #DIV/0! | 0 | 0 | 0 | 0
1986-07-11 | Jul | 11 | 15:00 | 75.92 | 180 | 1122.0473 | 67322.8368 | 0 | 0 | 0.04452 | 4.6378e-08 | 0.074097 | 0.015074 | 0.24 | 0.70883 | 0 | 0.84764 | 0.001866 | 0 | #DIV/0! | #DIV/0! | #DIV/0! | #DIV/0! | 0 | 0 | 0 | 0
1986-07-11 | Jul | 11 | 16:00 | 78.08 | 180 | 1122.0473 | 67322.8368 | 0 | 0 | 0.04462 | 4.6678e-08 | 0.073797 | 0.01513 | 0.24 | 0.70778 | 0 | 0.85426 | 0.0018585 | 0 | #DIV/0! | #DIV/0! | #DIV/0! | #DIV/0! | 0 | 0 | 0 | 0
1986-07-11 | Jul | 11 | 17:00 | 78.08 | 200 | 1023.6221 | 61417.3248 | 0 | 0 | 0.04462 | 4.6678e-08 | 0.073797 | 0.01513 | 0.24 | 0.70778 | 0 | 0.85426 | 0.0018585 | 0 | #DIV/0! | #DIV/0! | #DIV/0! | #DIV/0! | 0 | 0 | 0 | 0
1986-07-11 | Jul | 11 | 18:00 | 78.08 | 190 | 807.0866 | 48425.1984 | 0 | 0 | 0.04462 | 4.6678e-08 | 0.073797 | 0.01513 | 0.24 | 0.70778 | 0 | 0.85426 | 0.0018585 | 0 | #DIV/0! | #DIV/0! | #DIV/0! | #DIV/0! | 0 | 0 | 0 | 0
1986-07-11 | Jul | 11 | 19:00 | 77 | 200 | 807.0866 | 48425.1984 | 0 | 0 | 0.04457 | 4.6528e-08 | 0.073947 | 0.015102 | 0.24 | 0.7083 | 0 | 0.85095 | 0.0018622 | 0 | #DIV/0! | #DIV/0! | #DIV/0! | #DIV/0! | 0 | 0 | 0 | 0
1986-07-11 | Jul | 11 | 20:00 | 75.92 | 190 | 807.0866 | 48425.1984 | 0 | 0 | 0.04452 | 4.6378e-08 | 0.074097 | 0.015074 | 0.24 | 0.70883 | 0 | 0.84764 | 0.001866 | 0 | #DIV/0! | #DIV/0! | #DIV/0! | #DIV/0! | 0 | 0 | 0 | 0
1986-07-11 | Jul | 11 | 21:00 | 75.02 | 180 | 708.6614 | 42519.6864 | 0 | 0 | 0.044478 | 4.6253e-08 | 0.074222 | 0.015051 | 0.24 | 0.70926 | 0 | 0.8449 | 0.0018691 | 0 | #DIV/0! | #DIV/0! | #DIV/0! | #DIV/0! | 0 | 0 | 0 | 0
1986-07-11 | Jul | 11 | 22:00 | 73.94 | 220 | 610.2362 | 36614.1744 | 0 | 0 | 0.044428 | 4.6103e-08 | 0.074372 | 0.015022 | 0.24 | 0.70979 | 0 | 0.84162 | 0.0018729 | 0 | #DIV/0! | #DIV/0! | #DIV/0! | #DIV/0! | 0 | 0 | 0 | 0
1986-07-11 | Jul | 11 | 23:00 | 69.98 | 230 | 1122.0473 | 67322.8368 | 0 | 0 | 0.044244 | 4.5552e-08 | 0.074923 | 0.014919 | 0.24 | 0.71173 | 0 | 0.82971 | 0.0018869 | 0 | #DIV/0! | #DIV/0! | #DIV/0! | #DIV/0! | 0 | 0 | 0 | 0
1986-07-11 | Jul | 11 | 24:00 | 71.96 | 200 | 708.6614 | 42519.6864 | 0 | 0 | 0.044336 | 4.5828e-08 | 0.074648 | 0.014971 | 0.24 | 0.71076 | 0 | 0.83565 | 0.0018798 | 0 | #DIV/0! | #DIV/0! | #DIV/0! | #DIV/0! | 0 | 0 | 0 | 0
1986-07-12 | Jul | 12 | 1:00 | 71.06 | 220 | 610.2362 | 36614.1744 | 0 | 0 | 0.044295 | 4.5703e-08 | 0.074773 | 0.014948 | 0.24 | 0.7112 | 0 | 0.83294 | 0.001883 | 0 | #DIV/0! | #DIV/0! | #DIV/0! | #DIV/0! | 0 | 0 | 0 | 0
1986-07-12 | Jul | 12 | 2:00 | 68 | 230 | 511.811 | 30708.6624 | 0 | 0 | 0.044084 | 4.5222e-08 | 0.075208 | 0.014868 | 0.24 | 0.7116 | 0 | 0.82372 | 0.0018939 | 0 | #DIV/0! | #DIV/0! | #DIV/0! | #DIV/0! | 0 | 0 | 0 | 0
1986-07-12 | Jul | 12 | 3:00 | 66.92 | 250 | 610.2362 | 36614.1744 | 0 | 0 | 0.043996 | 4.5042e-08 | 0.075364 | 0.01484 | 0.24 | 0.71153 | 0 | 0.82046 | 0.0018978 | 0 | #DIV/0! | #DIV/0! | #DIV/0! | #DIV/0! | 0 | 0 | 0 | 0
1986-07-12 | Jul | 12 | 4:00 | 66.02 | 220 | 708.6614 | 42519.6864 | 0 | 0 | 0.043923 | 4.4892e-08 | 0.075493 | 0.014817 | 0.24 | 0.71147 | 0 | 0.81776 | 0.0019011 | 0 | #DIV/0! | #DIV/0! | #DIV/0! | #DIV/0! | 0 | 0 | 0 | 0
1986-07-12 | Jul | 12 | 5:00 | 66.92 | 200 | 610.2362 | 36614.1744 | 0 | 0 | 0.043996 | 4.5042e-08 | 0.075364 | 0.01484 | 0.24 | 0.71153 | 0 | 0.82046 | 0.0018978 | 0 | #DIV/0! | #DIV/0! | #DIV/0! | #DIV/0! | 0 | 0 | 0 | 0
1986-07-12 | Jul | 12 | 6:00 | 69.08 | 220 | 511.811 | 30708.6624 | 0 | 0 | 0.044171 | 4.5402e-08 | 0.075052 | 0.014896 | 0.24 | 0.71167 | 0 | 0.82698 | 0.0018901 | 0 | #DIV/0! | #DIV/0! | #DIV/0! | #DIV/0! | 0 | 0 | 0 | 0
1986-07-12 | Jul | 12 | 7:00 | 69.98 | 210 | 807.0866 | 48425.1984 | 0 | 0 | 0.044244 | 4.5552e-08 | 0.074923 | 0.014919 | 0.24 | 0.71173 | 0 | 0.82971 | 0.0018869 | 0 | #DIV/0! | #DIV/0! | #DIV/0! | #DIV/0! | 0 | 0 | 0 | 0
1986-07-12 | Jul | 12 | 8:00 | 71.96 | 190 | 610.2362 | 36614.1744 | 0 | 0 | 0.044336 | 4.5828e-08 | 0.074648 | 0.014971 | 0.24 | 0.71076 | 0 | 0.83565 | 0.0018798 | 0 | #DIV/0! | #DIV/0! | #DIV/0! | #DIV/0! | 0 | 0 | 0 | 0
1986-07-12 | Jul | 12 | 9:00 | 71.06 | 270 | 1318.8977 | 79133.8608 | 0 | 0 | 0.044295 | 4.5703e-08 | 0.074773 | 0.014948 | 0.24 | 0.7112 | 0 | 0.83294 | 0.001883 | 0 | #DIV/0! | #DIV/0! | #DIV/0! | #DIV/0! | 0 | 0 | 0 | 0
1986-07-12 | Jul | 12 | 10:00 | 75.02 | 0 | 0 | 0 | 0 | 0 | 0.044478 | 4.6253e-08 | 0.074222 | 0.015051 | 0.24 | 0.70926 | 0 | 0.8449 | 0.0018691 | 0 | #DIV/0! | #DIV/0! | #DIV/0! | #DIV/0! | 0 | 0 | 0 | 0
1986-07-12 | Jul | 12 | 11:00 | 77 | 200 | 610.2362 | 36614.1744 | 0 | 0 | 0.04457 | 4.6528e-08 | 0.073947 | 0.015102 | 0.24 | 0.7083 | 0 | 0.85095 | 0.0018622 | 0 | #DIV/0! | #DIV/0! | #DIV/0! | #DIV/0! | 0 | 0 | 0 | 0
1986-07-12 | Jul | 12 | 12:00 | 75.92 | 210 | 708.6614 | 42519.6864 | 0 | 0 | 0.04452 | 4.6378e-08 | 0.074097 | 0.015074 | 0.24 | 0.70883 | 0 | 0.84764 | 0.001866 | 0 | #DIV/0! | #DIV/0! | #DIV/0! | #DIV/0! | 0 | 0 | 0 | 0
1986-07-12 | Jul | 12 | 13:00 | 78.08 | 240 | 1122.0473 | 67322.8368 | 0 | 0 | 0.04462 | 4.6678e-08 | 0.073797 | 0.01513 | 0.24 | 0.70778 | 0 | 0.85426 | 0.0018585 | 0 | #DIV/0! | #DIV/0! | #DIV/0! | #DIV/0! | 0 | 0 | 0 | 0
1986-07-12 | Jul | 12 | 14:00 | 80.06 | 240 | 1122.0473 | 67322.8368 | 0 | 0 | 0.044712 | 4.6953e-08 | 0.073522 | 0.015182 | 0.24 | 0.70683 | 0 | 0.86038 | 0.0018516 | 0 | #DIV/0! | #DIV/0! | #DIV/0! | #DIV/0! | 0 | 0 | 0 | 0
1986-07-12 | Jul | 12 | 15:00 | 82.04 | 240 | 905.5118 | 54330.7104 | 0 | 0 | 0.044804 | 4.7228e-08 | 0.073257 | 0.015233 | 0.24 | 0.70589 | 0 | 0.86642 | 0.0018449 | 0 | #DIV/0! | #DIV/0! | #DIV/0! | #DIV/0! | 0 | 0 | 0 | 0
1986-07-12 | Jul | 12 | 16:00 | 80.06 | 240 | 1220.4725 | 73228.3488 | 0 | 0 | 0.044712 | 4.6953e-08 | 0.073522 | 0.015182 | 0.24 | 0.70683 | 0 | 0.86038 | 0.0018516 | 0 | #DIV/0! | #DIV/0! | #DIV/0! | #DIV/0! | 0 | 0 | 0 | 0
1986-07-12 | Jul | 12 | 17:00 | 80.06 | 230 | 1220.4725 | 73228.3488 | 0 | 0 | 0.044712 | 4.6953e-08 | 0.073522 | 0.015182 | 0.24 | 0.70683 | 0 | 0.86038 | 0.0018516 | 0 | #DIV/0! | #DIV/0! | #DIV/0! | #DIV/0! | 0 | 0 | 0 | 0
1986-07-12 | Jul | 12 | 18:00 | 78.98 | 230 | 1318.8977 | 79133.8608 | 0 | 0 | 0.044662 | 4.6803e-08 | 0.073672 | 0.015153 | 0.24 | 0.70735 | 0 | 0.85704 | 0.0018554 | 0 | #DIV/0! | #DIV/0! | #DIV/0! | #DIV/0! | 0 | 0 | 0 | 0
1986-07-12 | Jul | 12 | 19:00 | 77 | 230 | 1023.6221 | 61417.3248 | 0 | 0 | 0.04457 | 4.6528e-08 | 0.073947 | 0.015102 | 0.24 | 0.7083 | 0 | 0.85095 | 0.0018622 | 0 | #DIV/0! | #DIV/0! | #DIV/0! | #DIV/0! | 0 | 0 | 0 | 0
1986-07-12 | Jul | 12 | 20:00 | 75.92 | 230 | 1122.0473 | 67322.8368 | 0 | 0 | 0.04452 | 4.6378e-08 | 0.074097 | 0.015074 | 0.24 | 0.70883 | 0 | 0.84764 | 0.001866 | 0 | #DIV/0! | #DIV/0! | #DIV/0! | #DIV/0! | 0 | 0 | 0 | 0
1986-07-12 | Jul | 12 | 21:00 | 75.02 | 230 | 905.5118 | 54330.7104 | 0 | 0 | 0.044478 | 4.6253e-08 | 0.074222 | 0.015051 | 0.24 | 0.70926 | 0 | 0.8449 | 0.0018691 | 0 | #DIV/0! | #DIV/0! | #DIV/0! | #DIV/0! | 0 | 0 | 0 | 0
1986-07-12 | Jul | 12 | 22:00 | 73.94 | 240 | 1023.6221 | 61417.3248 | 0 | 0 | 0.044428 | 4.6103e-08 | 0.074372 | 0.015022 | 0.24 | 0.70979 | 0 | 0.84162 | 0.0018729 | 0 | #DIV/0! | #DIV/0! | #DIV/0! | #DIV/0! | 0 | 0 | 0 | 0
1986-07-12 | Jul | 12 | 23:00 | 73.94 | 260 | 1122.0473 | 67322.8368 | 0 | 0 | 0.044428 | 4.6103e-08 | 0.074372 | 0.015022 | 0.24 | 0.70979 | 0 | 0.84162 | 0.0018729 | 0 | #DIV/0! | #DIV/0! | #DIV/0! | #DIV/0! | 0 | 0 | 0 | 0
1986-07-12 | Jul | 12 | 24:00 | 71.96 | 280 | 905.5118 | 54330.7104 | 0 | 0 | 0.044336 | 4.5828e-08 | 0.074648 | 0.014971 | 0.24 | 0.71076 | 0 | 0.83565 | 0.0018798 | 0 | #DIV/0! | #DIV/0! | #DIV/0! | #DIV/0! | 0 | 0 | 0 | 0
1986-07-13 | Jul | 13 | 1:00 | 69.98 | 290 | 807.0866 | 48425.1984 | 0 | 0 | 0.044244 | 4.5552e-08 | 0.074923 | 0.014919 | 0.24 | 0.71173 | 0 | 0.82971 | 0.0018869 | 0 | #DIV/0! | #DIV/0! | #DIV/0! | #DIV/0! | 0 | 0 | 0 | 0
1986-07-13 | Jul | 13 | 2:00 | 68 | 280 | 511.811 | 30708.6624 | 0 | 0 | 0.044084 | 4.5222e-08 | 0.075208 | 0.014868 | 0.24 | 0.7116 | 0 | 0.82372 | 0.0018939 | 0 | #DIV/0! | #DIV/0! | #DIV/0! | #DIV/0! | 0 | 0 | 0 | 0
1986-07-13 | Jul | 13 | 3:00 | 66.02 | 260 | 610.2362 | 36614.1744 | 0 | 0 | 0.043923 | 4.4892e-08 | 0.075493 | 0.014817 | 0.24 | 0.71147 | 0 | 0.81776 | 0.0019011 | 0 | #DIV/0! | #DIV/0! | #DIV/0! | #DIV/0! | 0 | 0 | 0 | 0
1986-07-13 | Jul | 13 | 4:00 | 64.94 | 240 | 511.811 | 30708.6624 | 0 | 0 | 0.043835 | 4.4712e-08 | 0.075649 | 0.014788 | 0.24 | 0.7114 | 0 | 0.81454 | 0.001905 | 0 | #DIV/0! | #DIV/0! | #DIV/0! | #DIV/0! | 0 | 0 | 0 | 0
1986-07-13 | Jul | 13 | 5:00 | 64.04 | 240 | 295.2756 | 17716.536 | 0 | 0 | 0.043762 | 4.4562e-08 | 0.075778 | 0.014765 | 0.24 | 0.71134 | 0 | 0.81186 | 0.0019083 | 0 | #DIV/0! | #DIV/0! | #DIV/0! | #DIV/0! | 0 | 0 | 0 | 0
1986-07-13 | Jul | 13 | 6:00 | 66.92 | 230 | 708.6614 | 42519.6864 | 0 | 0 | 0.043996 | 4.5042e-08 | 0.075364 | 0.01484 | 0.24 | 0.71153 | 0 | 0.82046 | 0.0018978 | 0 | #DIV/0! | #DIV/0! | #DIV/0! | #DIV/0! | 0 | 0 | 0 | 0
1986-07-13 | Jul | 13 | 7:00 | 69.98 | 250 | 807.0866 | 48425.1984 | 0 | 0 | 0.044244 | 4.5552e-08 | 0.074923 | 0.014919 | 0.24 | 0.71173 | 0 | 0.82971 | 0.0018869 | 0 | #DIV/0! | #DIV/0! | #DIV/0! | #DIV/0! | 0 | 0 | 0 | 0
1986-07-13 | Jul | 13 | 8:00 | 73.94 | 240 | 905.5118 | 54330.7104 | 0 | 0 | 0.044428 | 4.6103e-08 | 0.074372 | 0.015022 | 0.24 | 0.70979 | 0 | 0.84162 | 0.0018729 | 0 | #DIV/0! | #DIV/0! | #DIV/0! | #DIV/0! | 0 | 0 | 0 | 0
1986-07-13 | Jul | 13 | 9:00 | 77 | 230 | 1318.8977 | 79133.8608 | 0 | 0 | 0.04457 | 4.6528e-08 | 0.073947 | 0.015102 | 0.24 | 0.7083 | 0 | 0.85095 | 0.0018622 | 0 | #DIV/0! | #DIV/0! | #DIV/0! | #DIV/0! | 0 | 0 | 0 | 0
1986-07-13 | Jul | 13 | 10:00 | 78.98 | 240 | 1515.7481 | 90944.8848 | 0 | 0 | 0.044662 | 4.6803e-08 | 0.073672 | 0.015153 | 0.24 | 0.70735 | 0 | 0.85704 | 0.0018554 | 0 | #DIV/0! | #DIV/0! | #DIV/0! | #DIV/0! | 0 | 0 | 0 | 0
1986-07-13 | Jul | 13 | 11:00 | 80.96 | 250 | 1732.2835 | 103937.0112 | 0 | 0 | 0.044753 | 4.7078e-08 | 0.073401 | 0.015205 | 0.24 | 0.7064 | 0 | 0.86312 | 0.0018486 | 0 | #DIV/0! | #DIV/0! | #DIV/0! | #DIV/0! | 0 | 0 | 0 | 0
1986-07-13 | Jul | 13 | 12:00 | 84.02 | 270 | 1830.7087 | 109842.5232 | 0 | 0 | 0.044895 | 4.7503e-08 | 0.072991 | 0.015285 | 0.24 | 0.70495 | 0 | 0.87251 | 0.0018382 | 0 | #DIV/0! | #DIV/0! | #DIV/0! | #DIV/0! | 0 | 0 | 0 | 0
1986-07-13 | Jul | 13 | 13:00 | 84.02 | 270 | 2027.5591 | 121653.5472 | 0 | 0 | 0.044895 | 4.7503e-08 | 0.072991 | 0.015285 | 0.24 | 0.70495 | 0 | 0.87251 | 0.0018382 | 0 | #DIV/0! | #DIV/0! | #DIV/0! | #DIV/0! | 0 | 0 | 0 | 0
1986-07-13 | Jul | 13 | 14:00 | 84.02 | 290 | 2125.9843 | 127559.0592 | 0 | 0 | 0.044895 | 4.7503e-08 | 0.072991 | 0.015285 | 0.24 | 0.70495 | 0 | 0.87251 | 0.0018382 | 0 | #DIV/0! | #DIV/0! | #DIV/0! | #DIV/0! | 0 | 0 | 0 | 0
1986-07-13 | Jul | 13 | 15:00 | 84.02 | 270 | 1929.1339 | 115748.0352 | 0 | 0 | 0.044895 | 4.7503e-08 | 0.072991 | 0.015285 | 0.24 | 0.70495 | 0 | 0.87251 | 0.0018382 | 0 | #DIV/0! | #DIV/0! | #DIV/0! | #DIV/0! | 0 | 0 | 0 | 0
1986-07-13 | Jul | 13 | 16:00 | 82.94 | 280 | 1515.7481 | 90944.8848 | 0 | 0 | 0.044845 | 4.7353e-08 | 0.073136 | 0.015256 | 0.24 | 0.70546 | 0 | 0.86918 | 0.0018418 | 0 | #DIV/0! | #DIV/0! | #DIV/0! | #DIV/0! | 0 | 0 | 0 | 0
1986-07-13 | Jul | 13 | 17:00 | 82.94 | 290 | 1515.7481 | 90944.8848 | 0 | 0 | 0.044845 | 4.7353e-08 | 0.073136 | 0.015256 | 0.24 | 0.70546 | 0 | 0.86918 | 0.0018418 | 0 | #DIV/0! | #DIV/0! | #DIV/0! | #DIV/0! | 0 | 0 | 0 | 0
1986-07-13 | Jul | 13 | 18:00 | 80.96 | 280 | 1318.8977 | 79133.8608 | 0 | 0 | 0.044753 | 4.7078e-08 | 0.073401 | 0.015205 | 0.24 | 0.7064 | 0 | 0.86312 | 0.0018486 | 0 | #DIV/0! | #DIV/0! | #DIV/0! | #DIV/0! | 0 | 0 | 0 | 0
1986-07-13 | Jul | 13 | 19:00 | 78.08 | 310 | 708.6614 | 42519.6864 | 0 | 0 | 0.04462 | 4.6678e-08 | 0.073797 | 0.01513 | 0.24 | 0.70778 | 0 | 0.85426 | 0.0018585 | 0 | #DIV/0! | #DIV/0! | #DIV/0! | #DIV/0! | 0 | 0 | 0 | 0
1986-07-13 | Jul | 13 | 20:00 | 73.94 | 290 | 511.811 | 30708.6624 | 0 | 0 | 0.044428 | 4.6103e-08 | 0.074372 | 0.015022 | 0.24 | 0.70979 | 0 | 0.84162 | 0.0018729 | 0 | #DIV/0! | #DIV/0! | #DIV/0! | #DIV/0! | 0 | 0 | 0 | 0
1986-07-13 | Jul | 13 | 21:00 | 71.06 | 270 | 511.811 | 30708.6624 | 0 | 0 | 0.044295 | 4.5703e-08 | 0.074773 | 0.014948 | 0.24 | 0.7112 | 0 | 0.83294 | 0.001883 | 0 | #DIV/0! | #DIV/0! | #DIV/0! | #DIV/0! | 0 | 0 | 0 | 0
1986-07-13 | Jul | 13 | 22:00 | 69.08 | 280 | 511.811 | 30708.6624 | 0 | 0 | 0.044171 | 4.5402e-08 | 0.075052 | 0.014896 | 0.24 | 0.71167 | 0 | 0.82698 | 0.0018901 | 0 | #DIV/0! | #DIV/0! | #DIV/0! | #DIV/0! | 0 | 0 | 0 | 0
1986-07-13 | Jul | 13 | 23:00 | 66.02 | 240 | 610.2362 | 36614.1744 | 0 | 0 | 0.043923 | 4.4892e-08 | 0.075493 | 0.014817 | 0.24 | 0.71147 | 0 | 0.81776 | 0.0019011 | 0 | #DIV/0! | #DIV/0! | #DIV/0! | #DIV/0! | 0 | 0 | 0 | 0
1986-07-13 | Jul | 13 | 24:00 | 64.94 | 250 | 610.2362 | 36614.1744 | 0 | 0 | 0.043835 | 4.4712e-08 | 0.075649 | 0.014788 | 0.24 | 0.7114 | 0 | 0.81454 | 0.001905 | 0 | #DIV/0! | #DIV/0! | #DIV/0! | #DIV/0! | 0 | 0 | 0 | 0
1986-07-14 | Jul | 14 | 1:00 | 64.94 | 270 | 610.2362 | 36614.1744 | 0 | 0 | 0.043835 | 4.4712e-08 | 0.075649 | 0.014788 | 0.24 | 0.7114 | 0 | 0.81454 | 0.001905 | 0 | #DIV/0! | #DIV/0! | #DIV/0! | #DIV/0! | 0 | 0 | 0 | 0
1986-07-14 | Jul | 14 | 2:00 | 64.04 | 290 | 511.811 | 30708.6624 | 0 | 0 | 0.043762 | 4.4562e-08 | 0.075778 | 0.014765 | 0.24 | 0.71134 | 0 | 0.81186 | 0.0019083 | 0 | #DIV/0! | #DIV/0! | #DIV/0! | #DIV/0! | 0 | 0 | 0 | 0
1986-07-14 | Jul | 14 | 3:00 | 62.96 | 330 | 511.811 | 30708.6624 | 0 | 0 | 0.043675 | 4.4382e-08 | 0.075934 | 0.014737 | 0.24 | 0.71127 | 0 | 0.80865 | 0.0019122 | 0 | #DIV/0! | #DIV/0! | #DIV/0! | #DIV/0! | 0 | 0 | 0 | 0
1986-07-14 | Jul | 14 | 4:00 | 62.96 | 320 | 413.3858 | 24803.1504 | 0 | 0 | 0.043675 | 4.4382e-08 | 0.075934 | 0.014737 | 0.24 | 0.71127 | 0 | 0.80865 | 0.0019122 | 0 | #DIV/0! | #DIV/0! | #DIV/0! | #DIV/0! | 0 | 0 | 0 | 0
1986-07-14 | Jul | 14 | 5:00 | 64.94 | 230 | 295.2756 | 17716.536 | 0 | 0 | 0.043835 | 4.4712e-08 | 0.075649 | 0.014788 | 0.24 | 0.7114 | 0 | 0.81454 | 0.001905 | 0 | #DIV/0! | #DIV/0! | #DIV/0! | #DIV/0! | 0 | 0 | 0 | 0
1986-07-14 | Jul | 14 | 6:00 | 66.92 | 10 | 295.2756 | 17716.536 | 0 | 0 | 0.043996 | 4.5042e-08 | 0.075364 | 0.01484 | 0.24 | 0.71153 | 0 | 0.82046 | 0.0018978 | 0 | #DIV/0! | #DIV/0! | #DIV/0! | #DIV/0! | 0 | 0 | 0 | 0
1986-07-14 | Jul | 14 | 7:00 | 69.08 | 80 | 511.811 | 30708.6624 | 0 | 0 | 0.044171 | 4.5402e-08 | 0.075052 | 0.014896 | 0.24 | 0.71167 | 0 | 0.82698 | 0.0018901 | 0 | #DIV/0! | #DIV/0! | #DIV/0! | #DIV/0! | 0 | 0 | 0 | 0
1986-07-14 | Jul | 14 | 8:00 | 71.06 | 70 | 610.2362 | 36614.1744 | 0 | 0 | 0.044295 | 4.5703e-08 | 0.074773 | 0.014948 | 0.24 | 0.7112 | 0 | 0.83294 | 0.001883 | 0 | #DIV/0! | #DIV/0! | #DIV/0! | #DIV/0! | 0 | 0 | 0 | 0
1986-07-14 | Jul | 14 | 9:00 | 73.04 | 60 | 708.6614 | 42519.6864 | 0 | 0 | 0.044387 | 4.5978e-08 | 0.074497 | 0.014999 | 0.24 | 0.71023 | 0 | 0.8389 | 0.001876 | 0 | #DIV/0! | #DIV/0! | #DIV/0! | #DIV/0! | 0 | 0 | 0 | 0
1986-07-14 | Jul | 14 | 10:00 | 73.94 | 70 | 807.0866 | 48425.1984 | 0 | 0 | 0.044428 | 4.6103e-08 | 0.074372 | 0.015022 | 0.24 | 0.70979 | 0 | 0.84162 | 0.0018729 | 0 | #DIV/0! | #DIV/0! | #DIV/0! | #DIV/0! | 0 | 0 | 0 | 0
1986-07-14 | Jul | 14 | 11:00 | 75.02 | 110 | 511.811 | 30708.6624 | 0 | 0 | 0.044478 | 4.6253e-08 | 0.074222 | 0.015051 | 0.24 | 0.70926 | 0 | 0.8449 | 0.0018691 | 0 | #DIV/0! | #DIV/0! | #DIV/0! | #DIV/0! | 0 | 0 | 0 | 0
1986-07-14 | Jul | 14 | 12:00 | 75.92 | 60 | 1023.6221 | 61417.3248 | 0 | 0 | 0.04452 | 4.6378e-08 | 0.074097 | 0.015074 | 0.24 | 0.70883 | 0 | 0.84764 | 0.001866 | 0 | #DIV/0! | #DIV/0! | #DIV/0! | #DIV/0! | 0 | 0 | 0 | 0
1986-07-14 | Jul | 14 | 13:00 | 77 | 60 | 1023.6221 | 61417.3248 | 0 | 0 | 0.04457 | 4.6528e-08 | 0.073947 | 0.015102 | 0.24 | 0.7083 | 0 | 0.85095 | 0.0018622 | 0 | #DIV/0! | #DIV/0! | #DIV/0! | #DIV/0! | 0 | 0 | 0 | 0
1986-07-14 | Jul | 14 | 14:00 | 75.92 | 60 | 1023.6221 | 61417.3248 | 0 | 0 | 0.04452 | 4.6378e-08 | 0.074097 | 0.015074 | 0.24 | 0.70883 | 0 | 0.84764 | 0.001866 | 0 | #DIV/0! | #DIV/0! | #DIV/0! | #DIV/0! | 0 | 0 | 0 | 0
1986-07-14 | Jul | 14 | 15:00 | 75.02 | 60 | 1122.0473 | 67322.8368 | 0 | 0 | 0.044478 | 4.6253e-08 | 0.074222 | 0.015051 | 0.24 | 0.70926 | 0 | 0.8449 | 0.0018691 | 0 | #DIV/0! | #DIV/0! | #DIV/0! | #DIV/0! | 0 | 0 | 0 | 0
1986-07-14 | Jul | 14 | 16:00 | 73.94 | 80 | 1023.6221 | 61417.3248 | 0 | 0 | 0.044428 | 4.6103e-08 | 0.074372 | 0.015022 | 0.24 | 0.70979 | 0 | 0.84162 | 0.0018729 | 0 | #DIV/0! | #DIV/0! | #DIV/0! | #DIV/0! | 0 | 0 | 0 | 0
1986-07-14 | Jul | 14 | 17:00 | 71.96 | 80 | 1122.0473 | 67322.8368 | 0 | 0 | 0.044336 | 4.5828e-08 | 0.074648 | 0.014971 | 0.24 | 0.71076 | 0 | 0.83565 | 0.0018798 | 0 | #DIV/0! | #DIV/0! | #DIV/0! | #DIV/0! | 0 | 0 | 0 | 0
1986-07-14 | Jul | 14 | 18:00 | 69.98 | 90 | 905.5118 | 54330.7104 | 0 | 0 | 0.044244 | 4.5552e-08 | 0.074923 | 0.014919 | 0.24 | 0.71173 | 0 | 0.82971 | 0.0018869 | 0 | #DIV/0! | #DIV/0! | #DIV/0! | #DIV/0! | 0 | 0 | 0 | 0
1986-07-14 | Jul | 14 | 19:00 | 69.08 | 50 | 905.5118 | 54330.7104 | 0 | 0 | 0.044171 | 4.5402e-08 | 0.075052 | 0.014896 | 0.24 | 0.71167 | 0 | 0.82698 | 0.0018901 | 0 | #DIV/0! | #DIV/0! | #DIV/0! | #DIV/0! | 0 | 0 | 0 | 0
1986-07-14 | Jul | 14 | 20:00 | 69.08 | 90 | 807.0866 | 48425.1984 | 0 | 0 | 0.044171 | 4.5402e-08 | 0.075052 | 0.014896 | 0.24 | 0.71167 | 0 | 0.82698 | 0.0018901 | 0 | #DIV/0! | #DIV/0! | #DIV/0! | #DIV/0! | 0 | 0 | 0 | 0
1986-07-14 | Jul | 14 | 21:00 | 66.92 | 70 | 708.6614 | 42519.6864 | 0 | 0 | 0.043996 | 4.5042e-08 | 0.075364 | 0.01484 | 0.24 | 0.71153 | 0 | 0.82046 | 0.0018978 | 0 | #DIV/0! | #DIV/0! | #DIV/0! | #DIV/0! | 0 | 0 | 0 | 0
1986-07-14 | Jul | 14 | 22:00 | 68 | 80 | 807.0866 | 48425.1984 | 0 | 0 | 0.044084 | 4.5222e-08 | 0.075208 | 0.014868 | 0.24 | 0.7116 | 0 | 0.82372 | 0.0018939 | 0 | #DIV/0! | #DIV/0! | #DIV/0! | #DIV/0! | 0 | 0 | 0 | 0
1986-07-14 | Jul | 14 | 23:00 | 68 | 110 | 511.811 | 30708.6624 | 0 | 0 | 0.044084 | 4.5222e-08 | 0.075208 | 0.014868 | 0.24 | 0.7116 | 0 | 0.82372 | 0.0018939 | 0 | #DIV/0! | #DIV/0! | #DIV/0! | #DIV/0! | 0 | 0 | 0 | 0
1986-07-14 | Jul | 14 | 24:00 | 69.08 | 40 | 511.811 | 30708.6624 | 0 | 0 | 0.044171 | 4.5402e-08 | 0.075052 | 0.014896 | 0.24 | 0.71167 | 0 | 0.82698 | 0.0018901 | 0 | #DIV/0! | #DIV/0! | #DIV/0! | #DIV/0! | 0 | 0 | 0 | 0
1986-07-15 | Jul | 15 | 1:00 | 68 | 100 | 413.3858 | 24803.1504 | 0 | 0 | 0.044084 | 4.5222e-08 | 0.075208 | 0.014868 | 0.24 | 0.7116 | 0 | 0.82372 | 0.0018939 | 0 | #DIV/0! | #DIV/0! | #DIV/0! | #DIV/0! | 0 | 0 | 0 | 0
1986-07-15 | Jul | 15 | 2:00 | 68 | 60 | 807.0866 | 48425.1984 | 0 | 0 | 0.044084 | 4.5222e-08 | 0.075208 | 0.014868 | 0.24 | 0.7116 | 0 | 0.82372 | 0.0018939 | 0 | #DIV/0! | #DIV/0! | #DIV/0! | #DIV/0! | 0 | 0 | 0 | 0
1986-07-15 | Jul | 15 | 3:00 | 66.92 | 90 | 610.2362 | 36614.1744 | 0 | 0 | 0.043996 | 4.5042e-08 | 0.075364 | 0.01484 | 0.24 | 0.71153 | 0 | 0.82046 | 0.0018978 | 0 | #DIV/0! | #DIV/0! | #DIV/0! | #DIV/0! | 0 | 0 | 0 | 0
1986-07-15 | Jul | 15 | 4:00 | 66.02 | 110 | 610.2362 | 36614.1744 | 0 | 0 | 0.043923 | 4.4892e-08 | 0.075493 | 0.014817 | 0.24 | 0.71147 | 0 | 0.81776 | 0.0019011 | 0 | #DIV/0! | #DIV/0! | #DIV/0! | #DIV/0! | 0 | 0 | 0 | 0
1986-07-15 | Jul | 15 | 5:00 | 66.02 | 130 | 295.2756 | 17716.536 | 0 | 0 | 0.043923 | 4.4892e-08 | 0.075493 | 0.014817 | 0.24 | 0.71147 | 0 | 0.81776 | 0.0019011 | 0 | #DIV/0! | #DIV/0! | #DIV/0! | #DIV/0! | 0 | 0 | 0 | 0
1986-07-15 | Jul | 15 | 6:00 | 69.08 | 120 | 511.811 | 30708.6624 | 0 | 0 | 0.044171 | 4.5402e-08 | 0.075052 | 0.014896 | 0.24 | 0.71167 | 0 | 0.82698 | 0.0018901 | 0 | #DIV/0! | #DIV/0! | #DIV/0! | #DIV/0! | 0 | 0 | 0 | 0
1986-07-15 | Jul | 15 | 7:00 | 71.96 | 140 | 708.6614 | 42519.6864 | 0 | 0 | 0.044336 | 4.5828e-08 | 0.074648 | 0.014971 | 0.24 | 0.71076 | 0 | 0.83565 | 0.0018798 | 0 | #DIV/0! | #DIV/0! | #DIV/0! | #DIV/0! | 0 | 0 | 0 | 0
1986-07-15 | Jul | 15 | 8:00 | 75.92 | 180 | 708.6614 | 42519.6864 | 0 | 0 | 0.04452 | 4.6378e-08 | 0.074097 | 0.015074 | 0.24 | 0.70883 | 0 | 0.84764 | 0.001866 | 0 | #DIV/0! | #DIV/0! | #DIV/0! | #DIV/0! | 0 | 0 | 0 | 0
1986-07-15 | Jul | 15 | 9:00 | 78.08 | 170 | 807.0866 | 48425.1984 | 0 | 0 | 0.04462 | 4.6678e-08 | 0.073797 | 0.01513 | 0.24 | 0.70778 | 0 | 0.85426 | 0.0018585 | 0 | #DIV/0! | #DIV/0! | #DIV/0! | #DIV/0! | 0 | 0 | 0 | 0
1986-07-15 | Jul | 15 | 10:00 | 82.04 | 220 | 905.5118 | 54330.7104 | 0 | 0 | 0.044804 | 4.7228e-08 | 0.073257 | 0.015233 | 0.24 | 0.70589 | 0 | 0.86642 | 0.0018449 | 0 | #DIV/0! | #DIV/0! | #DIV/0! | #DIV/0! | 0 | 0 | 0 | 0
1986-07-15 | Jul | 15 | 11:00 | 84.02 | 180 | 295.2756 | 17716.536 | 0 | 0 | 0.044895 | 4.7503e-08 | 0.072991 | 0.015285 | 0.24 | 0.70495 | 0 | 0.87251 | 0.0018382 | 0 | #DIV/0! | #DIV/0! | #DIV/0! | #DIV/0! | 0 | 0 | 0 | 0
1986-07-15 | Jul | 15 | 12:00 | 87.08 | 200 | 905.5118 | 54330.7104 | 0 | 0 | 0.045037 | 4.7928e-08 | 0.072581 | 0.015364 | 0.24 | 0.70352 | 0 | 0.882 | 0.0018279 | 0 | #DIV/0! | #DIV/0! | #DIV/0! | #DIV/0! | 0 | 0 | 0 | 0
1986-07-15 | Jul | 15 | 13:00 | 89.06 | 190 | 807.0866 | 48425.1984 | 0 | 0 | 0.045129 | 4.8203e-08 | 0.072316 | 0.015416 | 0.24 | 0.7026 | 0 | 0.88821 | 0.0018213 | 0 | #DIV/0! | #DIV/0! | #DIV/0! | #DIV/0! | 0 | 0 | 0 | 0
1986-07-15 | Jul | 15 | 14:00 | 89.06 | 190 | 1318.8977 | 79133.8608 | 0 | 0 | 0.045129 | 4.8203e-08 | 0.072316 | 0.015416 | 0.24 | 0.7026 | 0 | 0.88821 | 0.0018213 | 0 | #DIV/0! | #DIV/0! | #DIV/0! | #DIV/0! | 0 | 0 | 0 | 0
1986-07-15 | Jul | 15 | 15:00 | 89.06 | 180 | 1417.3229 | 85039.3728 | 0 | 0 | 0.045129 | 4.8203e-08 | 0.072316 | 0.015416 | 0.24 | 0.7026 | 0 | 0.88821 | 0.0018213 | 0 | #DIV/0! | #DIV/0! | #DIV/0! | #DIV/0! | 0 | 0 | 0 | 0
1986-07-15 | Jul | 15 | 16:00 | 89.96 | 180 | 1417.3229 | 85039.3728 | 0 | 0 | 0.04517 | 4.8328e-08 | 0.072195 | 0.015439 | 0.24 | 0.70218 | 0 | 0.89104 | 0.0018183 | 0 | #DIV/0! | #DIV/0! | #DIV/0! | #DIV/0! | 0 | 0 | 0 | 0
1986-07-15 | Jul | 15 | 17:00 | 89.96 | 180 | 1732.2835 | 103937.0112 | 0 | 0 | 0.04517 | 4.8328e-08 | 0.072195 | 0.015439 | 0.24 | 0.70218 | 0 | 0.89104 | 0.0018183 | 0 | #DIV/0! | #DIV/0! | #DIV/0! | #DIV/0! | 0 | 0 | 0 | 0
1986-07-15 | Jul | 15 | 18:00 | 84.92 | 190 | 1417.3229 | 85039.3728 | 0 | 0 | 0.044937 | 4.7628e-08 | 0.072871 | 0.015308 | 0.24 | 0.70453 | 0 | 0.87529 | 0.0018351 | 0 | #DIV/0! | #DIV/0! | #DIV/0! | #DIV/0! | 0 | 0 | 0 | 0
1986-07-15 | Jul | 15 | 19:00 | 84.02 | 210 | 1318.8977 | 79133.8608 | 0 | 0 | 0.044895 | 4.7503e-08 | 0.072991 | 0.015285 | 0.24 | 0.70495 | 0 | 0.87251 | 0.0018382 | 0 | #DIV/0! | #DIV/0! | #DIV/0! | #DIV/0! | 0 | 0 | 0 | 0
1986-07-15 | Jul | 15 | 20:00 | 71.96 | 130 | 807.0866 | 48425.1984 | 0 | 0 | 0.044336 | 4.5828e-08 | 0.074648 | 0.014971 | 0.24 | 0.71076 | 0 | 0.83565 | 0.0018798 | 0 | #DIV/0! | #DIV/0! | #DIV/0! | #DIV/0! | 0 | 0 | 0 | 0
1986-07-15 | Jul | 15 | 21:00 | 73.04 | 130 | 610.2362 | 36614.1744 | 0 | 0 | 0.044387 | 4.5978e-08 | 0.074497 | 0.014999 | 0.24 | 0.71023 | 0 | 0.8389 | 0.001876 | 0 | #DIV/0! | #DIV/0! | #DIV/0! | #DIV/0! | 0 | 0 | 0 | 0
1986-07-15 | Jul | 15 | 22:00 | 75.02 | 180 | 511.811 | 30708.6624 | 0 | 0 | 0.044478 | 4.6253e-08 | 0.074222 | 0.015051 | 0.24 | 0.70926 | 0 | 0.8449 | 0.0018691 | 0 | #DIV/0! | #DIV/0! | #DIV/0! | #DIV/0! | 0 | 0 | 0 | 0
1986-07-15 | Jul | 15 | 23:00 | 78.08 | 260 | 807.0866 | 48425.1984 | 0 | 0 | 0.04462 | 4.6678e-08 | 0.073797 | 0.01513 | 0.24 | 0.70778 | 0 | 0.85426 | 0.0018585 | 0 | #DIV/0! | #DIV/0! | #DIV/0! | #DIV/0! | 0 | 0 | 0 | 0
1986-07-15 | Jul | 15 | 24:00 | 78.08 | 10 | 511.811 | 30708.6624 | 0 | 0 | 0.04462 | 4.6678e-08 | 0.073797 | 0.01513 | 0.24 | 0.70778 | 0 | 0.85426 | 0.0018585 | 0 | #DIV/0! | #DIV/0! | #DIV/0! | #DIV/0! | 0 | 0 | 0 | 0
1986-07-16 | Jul | 16 | 1:00 | 73.04 | 230 | 295.2756 | 17716.536 | 0 | 0 | 0.044387 | 4.5978e-08 | 0.074497 | 0.014999 | 0.24 | 0.71023 | 0 | 0.8389 | 0.001876 | 0 | #DIV/0! | #DIV/0! | #DIV/0! | #DIV/0! | 0 | 0 | 0 | 0
1986-07-16 | Jul | 16 | 2:00 | 71.96 | 0 | 0 | 0 | 0 | 0 | 0.044336 | 4.5828e-08 | 0.074648 | 0.014971 | 0.24 | 0.71076 | 0 | 0.83565 | 0.0018798 | 0 | #DIV/0! | #DIV/0! | #DIV/0! | #DIV/0! | 0 | 0 | 0 | 0
1986-07-16 | Jul | 16 | 3:00 | 75.02 | 270 | 511.811 | 30708.6624 | 0 | 0 | 0.044478 | 4.6253e-08 | 0.074222 | 0.015051 | 0.24 | 0.70926 | 0 | 0.8449 | 0.0018691 | 0 | #DIV/0! | #DIV/0! | #DIV/0! | #DIV/0! | 0 | 0 | 0 | 0
1986-07-16 | Jul | 16 | 4:00 | 75.02 | 230 | 610.2362 | 36614.1744 | 0 | 0 | 0.044478 | 4.6253e-08 | 0.074222 | 0.015051 | 0.24 | 0.70926 | 0 | 0.8449 | 0.0018691 | 0 | #DIV/0! | #DIV/0! | #DIV/0! | #DIV/0! | 0 | 0 | 0 | 0
1986-07-16 | Jul | 16 | 5:00 | 75.02 | 240 | 610.2362 | 36614.1744 | 0 | 0 | 0.044478 | 4.6253e-08 | 0.074222 | 0.015051 | 0.24 | 0.70926 | 0 | 0.8449 | 0.0018691 | 0 | #DIV/0! | #DIV/0! | #DIV/0! | #DIV/0! | 0 | 0 | 0 | 0
1986-07-16 | Jul | 16 | 6:00 | 78.08 | 250 | 905.5118 | 54330.7104 | 0 | 0 | 0.04462 | 4.6678e-08 | 0.073797 | 0.01513 | 0.24 | 0.70778 | 0 | 0.85426 | 0.0018585 | 0 | #DIV/0! | #DIV/0! | #DIV/0! | #DIV/0! | 0 | 0 | 0 | 0
1986-07-16 | Jul | 16 | 7:00 | 80.06 | 260 | 807.0866 | 48425.1984 | 0 | 0 | 0.044712 | 4.6953e-08 | 0.073522 | 0.015182 | 0.24 | 0.70683 | 0 | 0.86038 | 0.0018516 | 0 | #DIV/0! | #DIV/0! | #DIV/0! | #DIV/0! | 0 | 0 | 0 | 0
1986-07-16 | Jul | 16 | 8:00 | 82.94 | 260 | 1220.4725 | 73228.3488 | 0 | 0 | 0.044845 | 4.7353e-08 | 0.073136 | 0.015256 | 0.24 | 0.70546 | 0 | 0.86918 | 0.0018418 | 0 | #DIV/0! | #DIV/0! | #DIV/0! | #DIV/0! | 0 | 0 | 0 | 0
1986-07-16 | Jul | 16 | 9:00 | 86 | 240 | 1614.1733 | 96850.3968 | 0 | 0 | 0.044987 | 4.7778e-08 | 0.072726 | 0.015336 | 0.24 | 0.70402 | 0 | 0.87864 | 0.0018315 | 0 | #DIV/0! | #DIV/0! | #DIV/0! | #DIV/0! | 0 | 0 | 0 | 0
1986-07-16 | Jul | 16 | 10:00 | 87.98 | 260 | 1318.8977 | 79133.8608 | 0 | 0 | 0.045079 | 4.8053e-08 | 0.072461 | 0.015387 | 0.24 | 0.7031 | 0 | 0.88482 | 0.0018249 | 0 | #DIV/0! | #DIV/0! | #DIV/0! | #DIV/0! | 0 | 0 | 0 | 0
1986-07-16 | Jul | 16 | 11:00 | 89.06 | 250 | 905.5118 | 54330.7104 | 0 | 0 | 0.045129 | 4.8203e-08 | 0.072316 | 0.015416 | 0.24 | 0.7026 | 0 | 0.88821 | 0.0018213 | 0 | #DIV/0! | #DIV/0! | #DIV/0! | #DIV/0! | 0 | 0 | 0 | 0
1986-07-16 | Jul | 16 | 12:00 | 89.96 | 270 | 1220.4725 | 73228.3488 | 0 | 0 | 0.04517 | 4.8328e-08 | 0.072195 | 0.015439 | 0.24 | 0.70218 | 0 | 0.89104 | 0.0018183 | 0 | #DIV/0! | #DIV/0! | #DIV/0! | #DIV/0! | 0 | 0 | 0 | 0
1986-07-16 | Jul | 16 | 13:00 | 91.04 | 270 | 1220.4725 | 73228.3488 | 0 | 0 | 0.04522 | 4.8478e-08 | 0.072056 | 0.015467 | 0.24 | 0.70168 | 0 | 0.89439 | 0.0018148 | 0 | #DIV/0! | #DIV/0! | #DIV/0! | #DIV/0! | 0 | 0 | 0 | 0
1986-07-16 | Jul | 16 | 14:00 | 91.94 | 270 | 1122.0473 | 67322.8368 | 0 | 0 | 0.045262 | 4.8603e-08 | 0.07194 | 0.01549 | 0.24 | 0.70127 | 0 | 0.89719 | 0.0018118 | 0 | #DIV/0! | #DIV/0! | #DIV/0! | #DIV/0! | 0 | 0 | 0 | 0
1986-07-16 | Jul | 16 | 15:00 | 91.94 | 250 | 1122.0473 | 67322.8368 | 0 | 0 | 0.045262 | 4.8603e-08 | 0.07194 | 0.01549 | 0.24 | 0.70127 | 0 | 0.89719 | 0.0018118 | 0 | #DIV/0! | #DIV/0! | #DIV/0! | #DIV/0! | 0 | 0 | 0 | 0
1986-07-16 | Jul | 16 | 16:00 | 91.04 | 260 | 1318.8977 | 79133.8608 | 0 | 0 | 0.04522 | 4.8478e-08 | 0.072056 | 0.015467 | 0.24 | 0.70168 | 0 | 0.89439 | 0.0018148 | 0 | #DIV/0! | #DIV/0! | #DIV/0! | #DIV/0! | 0 | 0 | 0 | 0
1986-07-16 | Jul | 16 | 17:00 | 91.04 | 250 | 905.5118 | 54330.7104 | 0 | 0 | 0.04522 | 4.8478e-08 | 0.072056 | 0.015467 | 0.24 | 0.70168 | 0 | 0.89439 | 0.0018148 | 0 | #DIV/0! | #DIV/0! | #DIV/0! | #DIV/0! | 0 | 0 | 0 | 0
1986-07-16 | Jul | 16 | 18:00 | 89.06 | 260 | 1023.6221 | 61417.3248 | 0 | 0 | 0.045129 | 4.8203e-08 | 0.072316 | 0.015416 | 0.24 | 0.7026 | 0 | 0.88821 | 0.0018213 | 0 | #DIV/0! | #DIV/0! | #DIV/0! | #DIV/0! | 0 | 0 | 0 | 0
1986-07-16 | Jul | 16 | 19:00 | 87.08 | 230 | 807.0866 | 48425.1984 | 0 | 0 | 0.045037 | 4.7928e-08 | 0.072581 | 0.015364 | 0.24 | 0.70352 | 0 | 0.882 | 0.0018279 | 0 | #DIV/0! | #DIV/0! | #DIV/0! | #DIV/0! | 0 | 0 | 0 | 0
1986-07-16 | Jul | 16 | 20:00 | 86 | 210 | 610.2362 | 36614.1744 | 0 | 0 | 0.044987 | 4.7778e-08 | 0.072726 | 0.015336 | 0.24 | 0.70402 | 0 | 0.87864 | 0.0018315 | 0 | #DIV/0! | #DIV/0! | #DIV/0! | #DIV/0! | 0 | 0 | 0 | 0
1986-07-16 | Jul | 16 | 21:00 | 84.02 | 200 | 807.0866 | 48425.1984 | 0 | 0 | 0.044895 | 4.7503e-08 | 0.072991 | 0.015285 | 0.24 | 0.70495 | 0 | 0.87251 | 0.0018382 | 0 | #DIV/0! | #DIV/0! | #DIV/0! | #DIV/0! | 0 | 0 | 0 | 0
1986-07-16 | Jul | 16 | 22:00 | 82.04 | 240 | 905.5118 | 54330.7104 | 0 | 0 | 0.044804 | 4.7228e-08 | 0.073257 | 0.015233 | 0.24 | 0.70589 | 0 | 0.86642 | 0.0018449 | 0 | #DIV/0! | #DIV/0! | #DIV/0! | #DIV/0! | 0 | 0 | 0 | 0
1986-07-16 | Jul | 16 | 23:00 | 80.96 | 250 | 807.0866 | 48425.1984 | 0 | 0 | 0.044753 | 4.7078e-08 | 0.073401 | 0.015205 | 0.24 | 0.7064 | 0 | 0.86312 | 0.0018486 | 0 | #DIV/0! | #DIV/0! | #DIV/0! | #DIV/0! | 0 | 0 | 0 | 0
1986-07-16 | Jul | 16 | 24:00 | 78.98 | 250 | 610.2362 | 36614.1744 | 0 | 0 | 0.044662 | 4.6803e-08 | 0.073672 | 0.015153 | 0.24 | 0.70735 | 0 | 0.85704 | 0.0018554 | 0 | #DIV/0! | #DIV/0! | #DIV/0! | #DIV/0! | 0 | 0 | 0 | 0
1986-07-17 | Jul | 17 | 1:00 | 78.08 | 220 | 807.0866 | 48425.1984 | 0 | 0 | 0.04462 | 4.6678e-08 | 0.073797 | 0.01513 | 0.24 | 0.70778 | 0 | 0.85426 | 0.0018585 | 0 | #DIV/0! | #DIV/0! | #DIV/0! | #DIV/0! | 0 | 0 | 0 | 0
1986-07-17 | Jul | 17 | 2:00 | 77 | 220 | 708.6614 | 42519.6864 | 0 | 0 | 0.04457 | 4.6528e-08 | 0.073947 | 0.015102 | 0.24 | 0.7083 | 0 | 0.85095 | 0.0018622 | 0 | #DIV/0! | #DIV/0! | #DIV/0! | #DIV/0! | 0 | 0 | 0 | 0
1986-07-17 | Jul | 17 | 3:00 | 75.92 | 220 | 511.811 | 30708.6624 | 0 | 0 | 0.04452 | 4.6378e-08 | 0.074097 | 0.015074 | 0.24 | 0.70883 | 0 | 0.84764 | 0.001866 | 0 | #DIV/0! | #DIV/0! | #DIV/0! | #DIV/0! | 0 | 0 | 0 | 0
1986-07-17 | Jul | 17 | 4:00 | 75.02 | 240 | 610.2362 | 36614.1744 | 0 | 0 | 0.044478 | 4.6253e-08 | 0.074222 | 0.015051 | 0.24 | 0.70926 | 0 | 0.8449 | 0.0018691 | 0 | #DIV/0! | #DIV/0! | #DIV/0! | #DIV/0! | 0 | 0 | 0 | 0
1986-07-17 | Jul | 17 | 5:00 | 73.94 | 230 | 413.3858 | 24803.1504 | 0 | 0 | 0.044428 | 4.6103e-08 | 0.074372 | 0.015022 | 0.24 | 0.70979 | 0 | 0.84162 | 0.0018729 | 0 | #DIV/0! | #DIV/0! | #DIV/0! | #DIV/0! | 0 | 0 | 0 | 0
1986-07-17 | Jul | 17 | 6:00 | 77 | 220 | 610.2362 | 36614.1744 | 0 | 0 | 0.04457 | 4.6528e-08 | 0.073947 | 0.015102 | 0.24 | 0.7083 | 0 | 0.85095 | 0.0018622 | 0 | #DIV/0! | #DIV/0! | #DIV/0! | #DIV/0! | 0 | 0 | 0 | 0
1986-07-17 | Jul | 17 | 7:00 | 80.96 | 220 | 807.0866 | 48425.1984 | 0 | 0 | 0.044753 | 4.7078e-08 | 0.073401 | 0.015205 | 0.24 | 0.7064 | 0 | 0.86312 | 0.0018486 | 0 | #DIV/0! | #DIV/0! | #DIV/0! | #DIV/0! | 0 | 0 | 0 | 0
1986-07-17 | Jul | 17 | 8:00 | 84.92 | 220 | 905.5118 | 54330.7104 | 0 | 0 | 0.044937 | 4.7628e-08 | 0.072871 | 0.015308 | 0.24 | 0.70453 | 0 | 0.87529 | 0.0018351 | 0 | #DIV/0! | #DIV/0! | #DIV/0! | #DIV/0! | 0 | 0 | 0 | 0
1986-07-17 | Jul | 17 | 9:00 | 87.98 | 270 | 1318.8977 | 79133.8608 | 0 | 0 | 0.045079 | 4.8053e-08 | 0.072461 | 0.015387 | 0.24 | 0.7031 | 0 | 0.88482 | 0.0018249 | 0 | #DIV/0! | #DIV/0! | #DIV/0! | #DIV/0! | 0 | 0 | 0 | 0
1986-07-17 | Jul | 17 | 10:00 | 89.06 | 220 | 1122.0473 | 67322.8368 | 0 | 0 | 0.045129 | 4.8203e-08 | 0.072316 | 0.015416 | 0.24 | 0.7026 | 0 | 0.88821 | 0.0018213 | 0 | #DIV/0! | #DIV/0! | #DIV/0! | #DIV/0! | 0 | 0 | 0 | 0
1986-07-17 | Jul | 17 | 11:00 | 89.96 | 240 | 1023.6221 | 61417.3248 | 0 | 0 | 0.04517 | 4.8328e-08 | 0.072195 | 0.015439 | 0.24 | 0.70218 | 0 | 0.89104 | 0.0018183 | 0 | #DIV/0! | #DIV/0! | #DIV/0! | #DIV/0! | 0 | 0 | 0 | 0
1986-07-17 | Jul | 17 | 12:00 | 91.94 | 220 | 1318.8977 | 79133.8608 | 0 | 0 | 0.045262 | 4.8603e-08 | 0.07194 | 0.01549 | 0.24 | 0.70127 | 0 | 0.89719 | 0.0018118 | 0 | #DIV/0! | #DIV/0! | #DIV/0! | #DIV/0! | 0 | 0 | 0 | 0
1986-07-17 | Jul | 17 | 13:00 | 91.94 | 240 | 1122.0473 | 67322.8368 | 0 | 0 | 0.045262 | 4.8603e-08 | 0.07194 | 0.01549 | 0.24 | 0.70127 | 0 | 0.89719 | 0.0018118 | 0 | #DIV/0! | #DIV/0! | #DIV/0! | #DIV/0! | 0 | 0 | 0 | 0
1986-07-17 | Jul | 17 | 14:00 | 91.94 | 240 | 1122.0473 | 67322.8368 | 0 | 0 | 0.045262 | 4.8603e-08 | 0.07194 | 0.01549 | 0.24 | 0.70127 | 0 | 0.89719 | 0.0018118 | 0 | #DIV/0! | #DIV/0! | #DIV/0! | #DIV/0! | 0 | 0 | 0 | 0
1986-07-17 | Jul | 17 | 15:00 | 93.02 | 260 | 1515.7481 | 90944.8848 | 0 | 0 | 0.045312 | 4.8753e-08 | 0.0718 | 0.015519 | 0.24 | 0.70077 | 0 | 0.90056 | 0.0018083 | 0 | #DIV/0! | #DIV/0! | #DIV/0! | #DIV/0! | 0 | 0 | 0 | 0
1986-07-17 | Jul | 17 | 16:00 | 91.94 | 260 | 1732.2835 | 103937.0112 | 0 | 0 | 0.045262 | 4.8603e-08 | 0.07194 | 0.01549 | 0.24 | 0.70127 | 0 | 0.89719 | 0.0018118 | 0 | #DIV/0! | #DIV/0! | #DIV/0! | #DIV/0! | 0 | 0 | 0 | 0
1986-07-17 | Jul | 17 | 17:00 | 91.04 | 230 | 1515.7481 | 90944.8848 | 0 | 0 | 0.04522 | 4.8478e-08 | 0.072056 | 0.015467 | 0.24 | 0.70168 | 0 | 0.89439 | 0.0018148 | 0 | #DIV/0! | #DIV/0! | #DIV/0! | #DIV/0! | 0 | 0 | 0 | 0
1986-07-17 | Jul | 17 | 18:00 | 87.98 | 260 | 1417.3229 | 85039.3728 | 0 | 0 | 0.045079 | 4.8053e-08 | 0.072461 | 0.015387 | 0.24 | 0.7031 | 0 | 0.88482 | 0.0018249 | 0 | #DIV/0! | #DIV/0! | #DIV/0! | #DIV/0! | 0 | 0 | 0 | 0
1986-07-17 | Jul | 17 | 19:00 | 87.98 | 260 | 1023.6221 | 61417.3248 | 0 | 0 | 0.045079 | 4.8053e-08 | 0.072461 | 0.015387 | 0.24 | 0.7031 | 0 | 0.88482 | 0.0018249 | 0 | #DIV/0! | #DIV/0! | #DIV/0! | #DIV/0! | 0 | 0 | 0 | 0
1986-07-17 | Jul | 17 | 20:00 | 84.92 | 230 | 610.2362 | 36614.1744 | 0 | 0 | 0.044937 | 4.7628e-08 | 0.072871 | 0.015308 | 0.24 | 0.70453 | 0 | 0.87529 | 0.0018351 | 0 | #DIV/0! | #DIV/0! | #DIV/0! | #DIV/0! | 0 | 0 | 0 | 0
1986-07-17 | Jul | 17 | 21:00 | 84.92 | 230 | 708.6614 | 42519.6864 | 0 | 0 | 0.044937 | 4.7628e-08 | 0.072871 | 0.015308 | 0.24 | 0.70453 | 0 | 0.87529 | 0.0018351 | 0 | #DIV/0! | #DIV/0! | #DIV/0! | #DIV/0! | 0 | 0 | 0 | 0
1986-07-17 | Jul | 17 | 22:00 | 80.06 | 230 | 610.2362 | 36614.1744 | 0 | 0 | 0.044712 | 4.6953e-08 | 0.073522 | 0.015182 | 0.24 | 0.70683 | 0 | 0.86038 | 0.0018516 | 0 | #DIV/0! | #DIV/0! | #DIV/0! | #DIV/0! | 0 | 0 | 0 | 0
1986-07-17 | Jul | 17 | 23:00 | 78.98 | 230 | 610.2362 | 36614.1744 | 0 | 0 | 0.044662 | 4.6803e-08 | 0.073672 | 0.015153 | 0.24 | 0.70735 | 0 | 0.85704 | 0.0018554 | 0 | #DIV/0! | #DIV/0! | #DIV/0! | #DIV/0! | 0 | 0 | 0 | 0
1986-07-17 | Jul | 17 | 24:00 | 78.98 | 240 | 708.6614 | 42519.6864 | 0 | 0 | 0.044662 | 4.6803e-08 | 0.073672 | 0.015153 | 0.24 | 0.70735 | 0 | 0.85704 | 0.0018554 | 0 | #DIV/0! | #DIV/0! | #DIV/0! | #DIV/0! | 0 | 0 | 0 | 0
1986-07-18 | Jul | 18 | 1:00 | 78.08 | 230 | 905.5118 | 54330.7104 | 0 | 0 | 0.04462 | 4.6678e-08 | 0.073797 | 0.01513 | 0.24 | 0.70778 | 0 | 0.85426 | 0.0018585 | 0 | #DIV/0! | #DIV/0! | #DIV/0! | #DIV/0! | 0 | 0 | 0 | 0
1986-07-18 | Jul | 18 | 2:00 | 77 | 230 | 708.6614 | 42519.6864 | 0 | 0 | 0.04457 | 4.6528e-08 | 0.073947 | 0.015102 | 0.24 | 0.7083 | 0 | 0.85095 | 0.0018622 | 0 | #DIV/0! | #DIV/0! | #DIV/0! | #DIV/0! | 0 | 0 | 0 | 0
1986-07-18 | Jul | 18 | 3:00 | 77 | 250 | 708.6614 | 42519.6864 | 0 | 0 | 0.04457 | 4.6528e-08 | 0.073947 | 0.015102 | 0.24 | 0.7083 | 0 | 0.85095 | 0.0018622 | 0 | #DIV/0! | #DIV/0! | #DIV/0! | #DIV/0! | 0 | 0 | 0 | 0
1986-07-18 | Jul | 18 | 4:00 | 75.92 | 260 | 708.6614 | 42519.6864 | 0 | 0 | 0.04452 | 4.6378e-08 | 0.074097 | 0.015074 | 0.24 | 0.70883 | 0 | 0.84764 | 0.001866 | 0 | #DIV/0! | #DIV/0! | #DIV/0! | #DIV/0! | 0 | 0 | 0 | 0
1986-07-18 | Jul | 18 | 5:00 | 75.02 | 240 | 610.2362 | 36614.1744 | 0 | 0 | 0.044478 | 4.6253e-08 | 0.074222 | 0.015051 | 0.24 | 0.70926 | 0 | 0.8449 | 0.0018691 | 0 | #DIV/0! | #DIV/0! | #DIV/0! | #DIV/0! | 0 | 0 | 0 | 0
1986-07-18 | Jul | 18 | 6:00 | 78.08 | 270 | 610.2362 | 36614.1744 | 0 | 0 | 0.04462 | 4.6678e-08 | 0.073797 | 0.01513 | 0.24 | 0.70778 | 0 | 0.85426 | 0.0018585 | 0 | #DIV/0! | #DIV/0! | #DIV/0! | #DIV/0! | 0 | 0 | 0 | 0
1986-07-18 | Jul | 18 | 7:00 | 80.96 | 260 | 905.5118 | 54330.7104 | 0 | 0 | 0.044753 | 4.7078e-08 | 0.073401 | 0.015205 | 0.24 | 0.7064 | 0 | 0.86312 | 0.0018486 | 0 | #DIV/0! | #DIV/0! | #DIV/0! | #DIV/0! | 0 | 0 | 0 | 0
1986-07-18 | Jul | 18 | 8:00 | 84.02 | 250 | 905.5118 | 54330.7104 | 0 | 0 | 0.044895 | 4.7503e-08 | 0.072991 | 0.015285 | 0.24 | 0.70495 | 0 | 0.87251 | 0.0018382 | 0 | #DIV/0! | #DIV/0! | #DIV/0! | #DIV/0! | 0 | 0 | 0 | 0
1986-07-18 | Jul | 18 | 9:00 | 86 | 280 | 1122.0473 | 67322.8368 | 0 | 0 | 0.044987 | 4.7778e-08 | 0.072726 | 0.015336 | 0.24 | 0.70402 | 0 | 0.87864 | 0.0018315 | 0 | #DIV/0! | #DIV/0! | #DIV/0! | #DIV/0! | 0 | 0 | 0 | 0
1986-07-18 | Jul | 18 | 10:00 | 89.06 | 300 | 1122.0473 | 67322.8368 | 0 | 0 | 0.045129 | 4.8203e-08 | 0.072316 | 0.015416 | 0.24 | 0.7026 | 0 | 0.88821 | 0.0018213 | 0 | #DIV/0! | #DIV/0! | #DIV/0! | #DIV/0! | 0 | 0 | 0 | 0
1986-07-18 | Jul | 18 | 11:00 | 89.96 | 240 | 1220.4725 | 73228.3488 | 0 | 0 | 0.04517 | 4.8328e-08 | 0.072195 | 0.015439 | 0.24 | 0.70218 | 0 | 0.89104 | 0.0018183 | 0 | #DIV/0! | #DIV/0! | #DIV/0! | #DIV/0! | 0 | 0 | 0 | 0
1986-07-18 | Jul | 18 | 12:00 | 91.94 | 240 | 1220.4725 | 73228.3488 | 0 | 0 | 0.045262 | 4.8603e-08 | 0.07194 | 0.01549 | 0.24 | 0.70127 | 0 | 0.89719 | 0.0018118 | 0 | #DIV/0! | #DIV/0! | #DIV/0! | #DIV/0! | 0 | 0 | 0 | 0
1986-07-18 | Jul | 18 | 13:00 | 91.94 | 240 | 1220.4725 | 73228.3488 | 0 | 0 | 0.045262 | 4.8603e-08 | 0.07194 | 0.01549 | 0.24 | 0.70127 | 0 | 0.89719 | 0.0018118 | 0 | #DIV/0! | #DIV/0! | #DIV/0! | #DIV/0! | 0 | 0 | 0 | 0
1986-07-18 | Jul | 18 | 14:00 | 91.94 | 240 | 1318.8977 | 79133.8608 | 0 | 0 | 0.045262 | 4.8603e-08 | 0.07194 | 0.01549 | 0.24 | 0.70127 | 0 | 0.89719 | 0.0018118 | 0 | #DIV/0! | #DIV/0! | #DIV/0! | #DIV/0! | 0 | 0 | 0 | 0
1986-07-18 | Jul | 18 | 15:00 | 91.94 | 240 | 1417.3229 | 85039.3728 | 0 | 0 | 0.045262 | 4.8603e-08 | 0.07194 | 0.01549 | 0.24 | 0.70127 | 0 | 0.89719 | 0.0018118 | 0 | #DIV/0! | #DIV/0! | #DIV/0! | #DIV/0! | 0 | 0 | 0 | 0
1986-07-18 | Jul | 18 | 16:00 | 93.02 | 230 | 1417.3229 | 85039.3728 | 0 | 0 | 0.045312 | 4.8753e-08 | 0.0718 | 0.015519 | 0.24 | 0.70077 | 0 | 0.90056 | 0.0018083 | 0 | #DIV/0! | #DIV/0! | #DIV/0! | #DIV/0! | 0 | 0 | 0 | 0
1986-07-18 | Jul | 18 | 17:00 | 89.96 | 230 | 1732.2835 | 103937.0112 | 0 | 0 | 0.04517 | 4.8328e-08 | 0.072195 | 0.015439 | 0.24 | 0.70218 | 0 | 0.89104 | 0.0018183 | 0 | #DIV/0! | #DIV/0! | #DIV/0! | #DIV/0! | 0 | 0 | 0 | 0
1986-07-18 | Jul | 18 | 18:00 | 89.06 | 230 | 1515.7481 | 90944.8848 | 0 | 0 | 0.045129 | 4.8203e-08 | 0.072316 | 0.015416 | 0.24 | 0.7026 | 0 | 0.88821 | 0.0018213 | 0 | #DIV/0! | #DIV/0! | #DIV/0! | #DIV/0! | 0 | 0 | 0 | 0
1986-07-18 | Jul | 18 | 19:00 | 87.08 | 230 | 1023.6221 | 61417.3248 | 0 | 0 | 0.045037 | 4.7928e-08 | 0.072581 | 0.015364 | 0.24 | 0.70352 | 0 | 0.882 | 0.0018279 | 0 | #DIV/0! | #DIV/0! | #DIV/0! | #DIV/0! | 0 | 0 | 0 | 0
1986-07-18 | Jul | 18 | 20:00 | 84.92 | 230 | 610.2362 | 36614.1744 | 0 | 0 | 0.044937 | 4.7628e-08 | 0.072871 | 0.015308 | 0.24 | 0.70453 | 0 | 0.87529 | 0.0018351 | 0 | #DIV/0! | #DIV/0! | #DIV/0! | #DIV/0! | 0 | 0 | 0 | 0
1986-07-18 | Jul | 18 | 21:00 | 84.02 | 240 | 905.5118 | 54330.7104 | 0 | 0 | 0.044895 | 4.7503e-08 | 0.072991 | 0.015285 | 0.24 | 0.70495 | 0 | 0.87251 | 0.0018382 | 0 | #DIV/0! | #DIV/0! | #DIV/0! | #DIV/0! | 0 | 0 | 0 | 0
1986-07-18 | Jul | 18 | 22:00 | 80.96 | 260 | 413.3858 | 24803.1504 | 0 | 0 | 0.044753 | 4.7078e-08 | 0.073401 | 0.015205 | 0.24 | 0.7064 | 0 | 0.86312 | 0.0018486 | 0 | #DIV/0! | #DIV/0! | #DIV/0! | #DIV/0! | 0 | 0 | 0 | 0
1986-07-18 | Jul | 18 | 23:00 | 80.06 | 260 | 708.6614 | 42519.6864 | 0 | 0 | 0.044712 | 4.6953e-08 | 0.073522 | 0.015182 | 0.24 | 0.70683 | 0 | 0.86038 | 0.0018516 | 0 | #DIV/0! | #DIV/0! | #DIV/0! | #DIV/0! | 0 | 0 | 0 | 0
1986-07-18 | Jul | 18 | 24:00 | 78.98 | 240 | 807.0866 | 48425.1984 | 0 | 0 | 0.044662 | 4.6803e-08 | 0.073672 | 0.015153 | 0.24 | 0.70735 | 0 | 0.85704 | 0.0018554 | 0 | #DIV/0! | #DIV/0! | #DIV/0! | #DIV/0! | 0 | 0 | 0 | 0
1986-07-19 | Jul | 19 | 1:00 | 78.08 | 250 | 610.2362 | 36614.1744 | 0 | 0 | 0.04462 | 4.6678e-08 | 0.073797 | 0.01513 | 0.24 | 0.70778 | 0 | 0.85426 | 0.0018585 | 0 | #DIV/0! | #DIV/0! | #DIV/0! | #DIV/0! | 0 | 0 | 0 | 0
1986-07-19 | Jul | 19 | 2:00 | 75.92 | 230 | 511.811 | 30708.6624 | 0 | 0 | 0.04452 | 4.6378e-08 | 0.074097 | 0.015074 | 0.24 | 0.70883 | 0 | 0.84764 | 0.001866 | 0 | #DIV/0! | #DIV/0! | #DIV/0! | #DIV/0! | 0 | 0 | 0 | 0
1986-07-19 | Jul | 19 | 3:00 | 75.92 | 260 | 610.2362 | 36614.1744 | 0 | 0 | 0.04452 | 4.6378e-08 | 0.074097 | 0.015074 | 0.24 | 0.70883 | 0 | 0.84764 | 0.001866 | 0 | #DIV/0! | #DIV/0! | #DIV/0! | #DIV/0! | 0 | 0 | 0 | 0
1986-07-19 | Jul | 19 | 4:00 | 75.02 | 230 | 511.811 | 30708.6624 | 0 | 0 | 0.044478 | 4.6253e-08 | 0.074222 | 0.015051 | 0.24 | 0.70926 | 0 | 0.8449 | 0.0018691 | 0 | #DIV/0! | #DIV/0! | #DIV/0! | #DIV/0! | 0 | 0 | 0 | 0
1986-07-19 | Jul | 19 | 5:00 | 73.94 | 260 | 610.2362 | 36614.1744 | 0 | 0 | 0.044428 | 4.6103e-08 | 0.074372 | 0.015022 | 0.24 | 0.70979 | 0 | 0.84162 | 0.0018729 | 0 | #DIV/0! | #DIV/0! | #DIV/0! | #DIV/0! | 0 | 0 | 0 | 0
1986-07-19 | Jul | 19 | 6:00 | 75.92 | 240 | 708.6614 | 42519.6864 | 0 | 0 | 0.04452 | 4.6378e-08 | 0.074097 | 0.015074 | 0.24 | 0.70883 | 0 | 0.84764 | 0.001866 | 0 | #DIV/0! | #DIV/0! | #DIV/0! | #DIV/0! | 0 | 0 | 0 | 0
1986-07-19 | Jul | 19 | 7:00 | 80.96 | 230 | 807.0866 | 48425.1984 | 0 | 0 | 0.044753 | 4.7078e-08 | 0.073401 | 0.015205 | 0.24 | 0.7064 | 0 | 0.86312 | 0.0018486 | 0 | #DIV/0! | #DIV/0! | #DIV/0! | #DIV/0! | 0 | 0 | 0 | 0
1986-07-19 | Jul | 19 | 8:00 | 82.94 | 240 | 708.6614 | 42519.6864 | 0 | 0 | 0.044845 | 4.7353e-08 | 0.073136 | 0.015256 | 0.24 | 0.70546 | 0 | 0.86918 | 0.0018418 | 0 | #DIV/0! | #DIV/0! | #DIV/0! | #DIV/0! | 0 | 0 | 0 | 0
1986-07-19 | Jul | 19 | 9:00 | 87.08 | 190 | 905.5118 | 54330.7104 | 0 | 0 | 0.045037 | 4.7928e-08 | 0.072581 | 0.015364 | 0.24 | 0.70352 | 0 | 0.882 | 0.0018279 | 0 | #DIV/0! | #DIV/0! | #DIV/0! | #DIV/0! | 0 | 0 | 0 | 0
1986-07-19 | Jul | 19 | 10:00 | 89.06 | 260 | 610.2362 | 36614.1744 | 0 | 0 | 0.045129 | 4.8203e-08 | 0.072316 | 0.015416 | 0.24 | 0.7026 | 0 | 0.88821 | 0.0018213 | 0 | #DIV/0! | #DIV/0! | #DIV/0! | #DIV/0! | 0 | 0 | 0 | 0
1986-07-19 | Jul | 19 | 11:00 | 91.04 | 230 | 511.811 | 30708.6624 | 0 | 0 | 0.04522 | 4.8478e-08 | 0.072056 | 0.015467 | 0.24 | 0.70168 | 0 | 0.89439 | 0.0018148 | 0 | #DIV/0! | #DIV/0! | #DIV/0! | #DIV/0! | 0 | 0 | 0 | 0
1986-07-19 | Jul | 19 | 12:00 | 91.04 | 190 | 905.5118 | 54330.7104 | 0 | 0 | 0.04522 | 4.8478e-08 | 0.072056 | 0.015467 | 0.24 | 0.70168 | 0 | 0.89439 | 0.0018148 | 0 | #DIV/0! | #DIV/0! | #DIV/0! | #DIV/0! | 0 | 0 | 0 | 0
1986-07-19 | Jul | 19 | 13:00 | 91.94 | 180 | 1220.4725 | 73228.3488 | 0 | 0 | 0.045262 | 4.8603e-08 | 0.07194 | 0.01549 | 0.24 | 0.70127 | 0 | 0.89719 | 0.0018118 | 0 | #DIV/0! | #DIV/0! | #DIV/0! | #DIV/0! | 0 | 0 | 0 | 0
1986-07-19 | Jul | 19 | 14:00 | 93.92 | 200 | 1318.8977 | 79133.8608 | 0 | 0 | 0.045354 | 4.8878e-08 | 0.071684 | 0.015542 | 0.24 | 0.70036 | 0 | 0.90338 | 0.0018053 | 0 | #DIV/0! | #DIV/0! | #DIV/0! | #DIV/0! | 0 | 0 | 0 | 0
1986-07-19 | Jul | 19 | 15:00 | 95 | 220 | 2027.5591 | 121653.5472 | 0 | 0 | 0.045404 | 4.9028e-08 | 0.071545 | 0.01557 | 0.24 | 0.69987 | 0 | 0.90677 | 0.0018018 | 0 | #DIV/0! | #DIV/0! | #DIV/0! | #DIV/0! | 0 | 0 | 0 | 0
1986-07-19 | Jul | 19 | 16:00 | 93.02 | 240 | 1614.1733 | 96850.3968 | 0 | 0 | 0.045312 | 4.8753e-08 | 0.0718 | 0.015519 | 0.24 | 0.70077 | 0 | 0.90056 | 0.0018083 | 0 | #DIV/0! | #DIV/0! | #DIV/0! | #DIV/0! | 0 | 0 | 0 | 0
1986-07-19 | Jul | 19 | 17:00 | 91.04 | 240 | 1220.4725 | 73228.3488 | 0 | 0 | 0.04522 | 4.8478e-08 | 0.072056 | 0.015467 | 0.24 | 0.70168 | 0 | 0.89439 | 0.0018148 | 0 | #DIV/0! | #DIV/0! | #DIV/0! | #DIV/0! | 0 | 0 | 0 | 0
1986-07-19 | Jul | 19 | 18:00 | 89.06 | 250 | 1220.4725 | 73228.3488 | 0 | 0 | 0.045129 | 4.8203e-08 | 0.072316 | 0.015416 | 0.24 | 0.7026 | 0 | 0.88821 | 0.0018213 | 0 | #DIV/0! | #DIV/0! | #DIV/0! | #DIV/0! | 0 | 0 | 0 | 0
1986-07-19 | Jul | 19 | 19:00 | 87.08 | 270 | 807.0866 | 48425.1984 | 0 | 0 | 0.045037 | 4.7928e-08 | 0.072581 | 0.015364 | 0.24 | 0.70352 | 0 | 0.882 | 0.0018279 | 0 | #DIV/0! | #DIV/0! | #DIV/0! | #DIV/0! | 0 | 0 | 0 | 0
1986-07-19 | Jul | 19 | 20:00 | 78.08 | 10 | 1023.6221 | 61417.3248 | 0 | 0 | 0.04462 | 4.6678e-08 | 0.073797 | 0.01513 | 0.24 | 0.70778 | 0 | 0.85426 | 0.0018585 | 0 | #DIV/0! | #DIV/0! | #DIV/0! | #DIV/0! | 0 | 0 | 0 | 0
1986-07-19 | Jul | 19 | 21:00 | 77 | 280 | 413.3858 | 24803.1504 | 0 | 0 | 0.04457 | 4.6528e-08 | 0.073947 | 0.015102 | 0.24 | 0.7083 | 0 | 0.85095 | 0.0018622 | 0 | #DIV/0! | #DIV/0! | #DIV/0! | #DIV/0! | 0 | 0 | 0 | 0
1986-07-19 | Jul | 19 | 22:00 | 75.92 | 270 | 413.3858 | 24803.1504 | 0 | 0 | 0.04452 | 4.6378e-08 | 0.074097 | 0.015074 | 0.24 | 0.70883 | 0 | 0.84764 | 0.001866 | 0 | #DIV/0! | #DIV/0! | #DIV/0! | #DIV/0! | 0 | 0 | 0 | 0
1986-07-19 | Jul | 19 | 23:00 | 75.92 | 310 | 807.0866 | 48425.1984 | 0 | 0 | 0.04452 | 4.6378e-08 | 0.074097 | 0.015074 | 0.24 | 0.70883 | 0 | 0.84764 | 0.001866 | 0 | #DIV/0! | #DIV/0! | #DIV/0! | #DIV/0! | 0 | 0 | 0 | 0
1986-07-19 | Jul | 19 | 24:00 | 77 | 310 | 807.0866 | 48425.1984 | 0 | 0 | 0.04457 | 4.6528e-08 | 0.073947 | 0.015102 | 0.24 | 0.7083 | 0 | 0.85095 | 0.0018622 | 0 | #DIV/0! | #DIV/0! | #DIV/0! | #DIV/0! | 0 | 0 | 0 | 0
1986-07-20 | Jul | 20 | 1:00 | 75.92 | 340 | 1220.4725 | 73228.3488 | 0 | 0 | 0.04452 | 4.6378e-08 | 0.074097 | 0.015074 | 0.24 | 0.70883 | 0 | 0.84764 | 0.001866 | 0 | #DIV/0! | #DIV/0! | #DIV/0! | #DIV/0! | 0 | 0 | 0 | 0
1986-07-20 | Jul | 20 | 2:00 | 75.02 | 330 | 1023.6221 | 61417.3248 | 0 | 0 | 0.044478 | 4.6253e-08 | 0.074222 | 0.015051 | 0.24 | 0.70926 | 0 | 0.8449 | 0.0018691 | 0 | #DIV/0! | #DIV/0! | #DIV/0! | #DIV/0! | 0 | 0 | 0 | 0
1986-07-20 | Jul | 20 | 3:00 | 73.94 | 330 | 708.6614 | 42519.6864 | 0 | 0 | 0.044428 | 4.6103e-08 | 0.074372 | 0.015022 | 0.24 | 0.70979 | 0 | 0.84162 | 0.0018729 | 0 | #DIV/0! | #DIV/0! | #DIV/0! | #DIV/0! | 0 | 0 | 0 | 0
1986-07-20 | Jul | 20 | 4:00 | 73.04 | 320 | 905.5118 | 54330.7104 | 0 | 0 | 0.044387 | 4.5978e-08 | 0.074497 | 0.014999 | 0.24 | 0.71023 | 0 | 0.8389 | 0.001876 | 0 | #DIV/0! | #DIV/0! | #DIV/0! | #DIV/0! | 0 | 0 | 0 | 0
1986-07-20 | Jul | 20 | 5:00 | 71.96 | 330 | 708.6614 | 42519.6864 | 0 | 0 | 0.044336 | 4.5828e-08 | 0.074648 | 0.014971 | 0.24 | 0.71076 | 0 | 0.83565 | 0.0018798 | 0 | #DIV/0! | #DIV/0! | #DIV/0! | #DIV/0! | 0 | 0 | 0 | 0
1986-07-20 | Jul | 20 | 6:00 | 73.04 | 330 | 807.0866 | 48425.1984 | 0 | 0 | 0.044387 | 4.5978e-08 | 0.074497 | 0.014999 | 0.24 | 0.71023 | 0 | 0.8389 | 0.001876 | 0 | #DIV/0! | #DIV/0! | #DIV/0! | #DIV/0! | 0 | 0 | 0 | 0
1986-07-20 | Jul | 20 | 7:00 | 75.02 | 360 | 905.5118 | 54330.7104 | 0 | 0 | 0.044478 | 4.6253e-08 | 0.074222 | 0.015051 | 0.24 | 0.70926 | 0 | 0.8449 | 0.0018691 | 0 | #DIV/0! | #DIV/0! | #DIV/0! | #DIV/0! | 0 | 0 | 0 | 0
1986-07-20 | Jul | 20 | 8:00 | 78.08 | 320 | 905.5118 | 54330.7104 | 0 | 0 | 0.04462 | 4.6678e-08 | 0.073797 | 0.01513 | 0.24 | 0.70778 | 0 | 0.85426 | 0.0018585 | 0 | #DIV/0! | #DIV/0! | #DIV/0! | #DIV/0! | 0 | 0 | 0 | 0
1986-07-20 | Jul | 20 | 9:00 | 80.06 | 330 | 905.5118 | 54330.7104 | 0 | 0 | 0.044712 | 4.6953e-08 | 0.073522 | 0.015182 | 0.24 | 0.70683 | 0 | 0.86038 | 0.0018516 | 0 | #DIV/0! | #DIV/0! | #DIV/0! | #DIV/0! | 0 | 0 | 0 | 0
1986-07-20 | Jul | 20 | 10:00 | 82.04 | 330 | 708.6614 | 42519.6864 | 0 | 0 | 0.044804 | 4.7228e-08 | 0.073257 | 0.015233 | 0.24 | 0.70589 | 0 | 0.86642 | 0.0018449 | 0 | #DIV/0! | #DIV/0! | #DIV/0! | #DIV/0! | 0 | 0 | 0 | 0
1986-07-20 | Jul | 20 | 11:00 | 84.02 | 310 | 708.6614 | 42519.6864 | 0 | 0 | 0.044895 | 4.7503e-08 | 0.072991 | 0.015285 | 0.24 | 0.70495 | 0 | 0.87251 | 0.0018382 | 0 | #DIV/0! | #DIV/0! | #DIV/0! | #DIV/0! | 0 | 0 | 0 | 0
1986-07-20 | Jul | 20 | 12:00 | 84.02 | 320 | 1023.6221 | 61417.3248 | 0 | 0 | 0.044895 | 4.7503e-08 | 0.072991 | 0.015285 | 0.24 | 0.70495 | 0 | 0.87251 | 0.0018382 | 0 | #DIV/0! | #DIV/0! | #DIV/0! | #DIV/0! | 0 | 0 | 0 | 0
1986-07-20 | Jul | 20 | 13:00 | 84.02 | 320 | 1023.6221 | 61417.3248 | 0 | 0 | 0.044895 | 4.7503e-08 | 0.072991 | 0.015285 | 0.24 | 0.70495 | 0 | 0.87251 | 0.0018382 | 0 | #DIV/0! | #DIV/0! | #DIV/0! | #DIV/0! | 0 | 0 | 0 | 0
1986-07-20 | Jul | 20 | 14:00 | 84.92 | 320 | 1122.0473 | 67322.8368 | 0 | 0 | 0.044937 | 4.7628e-08 | 0.072871 | 0.015308 | 0.24 | 0.70453 | 0 | 0.87529 | 0.0018351 | 0 | #DIV/0! | #DIV/0! | #DIV/0! | #DIV/0! | 0 | 0 | 0 | 0
1986-07-20 | Jul | 20 | 15:00 | 84.92 | 10 | 1318.8977 | 79133.8608 | 0 | 0 | 0.044937 | 4.7628e-08 | 0.072871 | 0.015308 | 0.24 | 0.70453 | 0 | 0.87529 | 0.0018351 | 0 | #DIV/0! | #DIV/0! | #DIV/0! | #DIV/0! | 0 | 0 | 0 | 0
1986-07-20 | Jul | 20 | 16:00 | 84.02 | 320 | 905.5118 | 54330.7104 | 0 | 0 | 0.044895 | 4.7503e-08 | 0.072991 | 0.015285 | 0.24 | 0.70495 | 0 | 0.87251 | 0.0018382 | 0 | #DIV/0! | #DIV/0! | #DIV/0! | #DIV/0! | 0 | 0 | 0 | 0
1986-07-20 | Jul | 20 | 17:00 | 80.96 | 30 | 1417.3229 | 85039.3728 | 0 | 0 | 0.044753 | 4.7078e-08 | 0.073401 | 0.015205 | 0.24 | 0.7064 | 0 | 0.86312 | 0.0018486 | 0 | #DIV/0! | #DIV/0! | #DIV/0! | #DIV/0! | 0 | 0 | 0 | 0
1986-07-20 | Jul | 20 | 18:00 | 80.06 | 30 | 905.5118 | 54330.7104 | 0 | 0 | 0.044712 | 4.6953e-08 | 0.073522 | 0.015182 | 0.24 | 0.70683 | 0 | 0.86038 | 0.0018516 | 0 | #DIV/0! | #DIV/0! | #DIV/0! | #DIV/0! | 0 | 0 | 0 | 0
1986-07-20 | Jul | 20 | 19:00 | 77 | 30 | 905.5118 | 54330.7104 | 0 | 0 | 0.04457 | 4.6528e-08 | 0.073947 | 0.015102 | 0.24 | 0.7083 | 0 | 0.85095 | 0.0018622 | 0 | #DIV/0! | #DIV/0! | #DIV/0! | #DIV/0! | 0 | 0 | 0 | 0
1986-07-20 | Jul | 20 | 20:00 | 75.02 | 40 | 807.0866 | 48425.1984 | 0 | 0 | 0.044478 | 4.6253e-08 | 0.074222 | 0.015051 | 0.24 | 0.70926 | 0 | 0.8449 | 0.0018691 | 0 | #DIV/0! | #DIV/0! | #DIV/0! | #DIV/0! | 0 | 0 | 0 | 0
1986-07-20 | Jul | 20 | 21:00 | 71.96 | 30 | 708.6614 | 42519.6864 | 0 | 0 | 0.044336 | 4.5828e-08 | 0.074648 | 0.014971 | 0.24 | 0.71076 | 0 | 0.83565 | 0.0018798 | 0 | #DIV/0! | #DIV/0! | #DIV/0! | #DIV/0! | 0 | 0 | 0 | 0
1986-07-20 | Jul | 20 | 22:00 | 69.08 | 30 | 511.811 | 30708.6624 | 0 | 0 | 0.044171 | 4.5402e-08 | 0.075052 | 0.014896 | 0.24 | 0.71167 | 0 | 0.82698 | 0.0018901 | 0 | #DIV/0! | #DIV/0! | #DIV/0! | #DIV/0! | 0 | 0 | 0 | 0
1986-07-20 | Jul | 20 | 23:00 | 68 | 360 | 295.2756 | 17716.536 | 0 | 0 | 0.044084 | 4.5222e-08 | 0.075208 | 0.014868 | 0.24 | 0.7116 | 0 | 0.82372 | 0.0018939 | 0 | #DIV/0! | #DIV/0! | #DIV/0! | #DIV/0! | 0 | 0 | 0 | 0
1986-07-20 | Jul | 20 | 24:00 | 68 | 360 | 610.2362 | 36614.1744 | 0 | 0 | 0.044084 | 4.5222e-08 | 0.075208 | 0.014868 | 0.24 | 0.7116 | 0 | 0.82372 | 0.0018939 | 0 | #DIV/0! | #DIV/0! | #DIV/0! | #DIV/0! | 0 | 0 | 0 | 0
1986-07-21 | Jul | 21 | 1:00 | 66.92 | 360 | 610.2362 | 36614.1744 | 0 | 0 | 0.043996 | 4.5042e-08 | 0.075364 | 0.01484 | 0.24 | 0.71153 | 0 | 0.82046 | 0.0018978 | 0 | #DIV/0! | #DIV/0! | #DIV/0! | #DIV/0! | 0 | 0 | 0 | 0
1986-07-21 | Jul | 21 | 2:00 | 66.02 | 20 | 511.811 | 30708.6624 | 0 | 0 | 0.043923 | 4.4892e-08 | 0.075493 | 0.014817 | 0.24 | 0.71147 | 0 | 0.81776 | 0.0019011 | 0 | #DIV/0! | #DIV/0! | #DIV/0! | #DIV/0! | 0 | 0 | 0 | 0
1986-07-21 | Jul | 21 | 3:00 | 64.94 | 350 | 413.3858 | 24803.1504 | 0 | 0 | 0.043835 | 4.4712e-08 | 0.075649 | 0.014788 | 0.24 | 0.7114 | 0 | 0.81454 | 0.001905 | 0 | #DIV/0! | #DIV/0! | #DIV/0! | #DIV/0! | 0 | 0 | 0 | 0
1986-07-21 | Jul | 21 | 4:00 | 64.04 | 330 | 511.811 | 30708.6624 | 0 | 0 | 0.043762 | 4.4562e-08 | 0.075778 | 0.014765 | 0.24 | 0.71134 | 0 | 0.81186 | 0.0019083 | 0 | #DIV/0! | #DIV/0! | #DIV/0! | #DIV/0! | 0 | 0 | 0 | 0
1986-07-21 | Jul | 21 | 5:00 | 64.94 | 310 | 413.3858 | 24803.1504 | 0 | 0 | 0.043835 | 4.4712e-08 | 0.075649 | 0.014788 | 0.24 | 0.7114 | 0 | 0.81454 | 0.001905 | 0 | #DIV/0! | #DIV/0! | #DIV/0! | #DIV/0! | 0 | 0 | 0 | 0
1986-07-21 | Jul | 21 | 6:00 | 66.92 | 360 | 511.811 | 30708.6624 | 0 | 0 | 0.043996 | 4.5042e-08 | 0.075364 | 0.01484 | 0.24 | 0.71153 | 0 | 0.82046 | 0.0018978 | 0 | #DIV/0! | #DIV/0! | #DIV/0! | #DIV/0! | 0 | 0 | 0 | 0
1986-07-21 | Jul | 21 | 7:00 | 71.06 | 50 | 807.0866 | 48425.1984 | 0 | 0 | 0.044295 | 4.5703e-08 | 0.074773 | 0.014948 | 0.24 | 0.7112 | 0 | 0.83294 | 0.001883 | 0 | #DIV/0! | #DIV/0! | #DIV/0! | #DIV/0! | 0 | 0 | 0 | 0
1986-07-21 | Jul | 21 | 8:00 | 73.94 | 30 | 511.811 | 30708.6624 | 0 | 0 | 0.044428 | 4.6103e-08 | 0.074372 | 0.015022 | 0.24 | 0.70979 | 0 | 0.84162 | 0.0018729 | 0 | #DIV/0! | #DIV/0! | #DIV/0! | #DIV/0! | 0 | 0 | 0 | 0
1986-07-21 | Jul | 21 | 9:00 | 75.92 | 10 | 511.811 | 30708.6624 | 0 | 0 | 0.04452 | 4.6378e-08 | 0.074097 | 0.015074 | 0.24 | 0.70883 | 0 | 0.84764 | 0.001866 | 0 | #DIV/0! | #DIV/0! | #DIV/0! | #DIV/0! | 0 | 0 | 0 | 0
1986-07-21 | Jul | 21 | 10:00 | 78.98 | 10 | 511.811 | 30708.6624 | 0 | 0 | 0.044662 | 4.6803e-08 | 0.073672 | 0.015153 | 0.24 | 0.70735 | 0 | 0.85704 | 0.0018554 | 0 | #DIV/0! | #DIV/0! | #DIV/0! | #DIV/0! | 0 | 0 | 0 | 0
1986-07-21 | Jul | 21 | 11:00 | 78.98 | 10 | 511.811 | 30708.6624 | 0 | 0 | 0.044662 | 4.6803e-08 | 0.073672 | 0.015153 | 0.24 | 0.70735 | 0 | 0.85704 | 0.0018554 | 0 | #DIV/0! | #DIV/0! | #DIV/0! | #DIV/0! | 0 | 0 | 0 | 0
1986-07-21 | Jul | 21 | 12:00 | 82.04 | 40 | 511.811 | 30708.6624 | 0 | 0 | 0.044804 | 4.7228e-08 | 0.073257 | 0.015233 | 0.24 | 0.70589 | 0 | 0.86642 | 0.0018449 | 0 | #DIV/0! | #DIV/0! | #DIV/0! | #DIV/0! | 0 | 0 | 0 | 0
1986-07-21 | Jul | 21 | 13:00 | 82.04 | 10 | 1023.6221 | 61417.3248 | 0 | 0 | 0.044804 | 4.7228e-08 | 0.073257 | 0.015233 | 0.24 | 0.70589 | 0 | 0.86642 | 0.0018449 | 0 | #DIV/0! | #DIV/0! | #DIV/0! | #DIV/0! | 0 | 0 | 0 | 0
1986-07-21 | Jul | 21 | 14:00 | 82.04 | 60 | 1318.8977 | 79133.8608 | 0 | 0 | 0.044804 | 4.7228e-08 | 0.073257 | 0.015233 | 0.24 | 0.70589 | 0 | 0.86642 | 0.0018449 | 0 | #DIV/0! | #DIV/0! | #DIV/0! | #DIV/0! | 0 | 0 | 0 | 0
1986-07-21 | Jul | 21 | 15:00 | 78.08 | 50 | 1122.0473 | 67322.8368 | 0 | 0 | 0.04462 | 4.6678e-08 | 0.073797 | 0.01513 | 0.24 | 0.70778 | 0 | 0.85426 | 0.0018585 | 0 | #DIV/0! | #DIV/0! | #DIV/0! | #DIV/0! | 0 | 0 | 0 | 0
1986-07-21 | Jul | 21 | 16:00 | 77 | 60 | 807.0866 | 48425.1984 | 0 | 0 | 0.04457 | 4.6528e-08 | 0.073947 | 0.015102 | 0.24 | 0.7083 | 0 | 0.85095 | 0.0018622 | 0 | #DIV/0! | #DIV/0! | #DIV/0! | #DIV/0! | 0 | 0 | 0 | 0
1986-07-21 | Jul | 21 | 17:00 | 71.96 | 340 | 905.5118 | 54330.7104 | 0 | 0 | 0.044336 | 4.5828e-08 | 0.074648 | 0.014971 | 0.24 | 0.71076 | 0 | 0.83565 | 0.0018798 | 0 | #DIV/0! | #DIV/0! | #DIV/0! | #DIV/0! | 0 | 0 | 0 | 0
1986-07-21 | Jul | 21 | 18:00 | 71.06 | 40 | 708.6614 | 42519.6864 | 0 | 0 | 0.044295 | 4.5703e-08 | 0.074773 | 0.014948 | 0.24 | 0.7112 | 0 | 0.83294 | 0.001883 | 0 | #DIV/0! | #DIV/0! | #DIV/0! | #DIV/0! | 0 | 0 | 0 | 0
1986-07-21 | Jul | 21 | 19:00 | 73.04 | 70 | 807.0866 | 48425.1984 | 0 | 0 | 0.044387 | 4.5978e-08 | 0.074497 | 0.014999 | 0.24 | 0.71023 | 0 | 0.8389 | 0.001876 | 0 | #DIV/0! | #DIV/0! | #DIV/0! | #DIV/0! | 0 | 0 | 0 | 0
1986-07-21 | Jul | 21 | 20:00 | 71.96 | 50 | 807.0866 | 48425.1984 | 0 | 0 | 0.044336 | 4.5828e-08 | 0.074648 | 0.014971 | 0.24 | 0.71076 | 0 | 0.83565 | 0.0018798 | 0 | #DIV/0! | #DIV/0! | #DIV/0! | #DIV/0! | 0 | 0 | 0 | 0
1986-07-21 | Jul | 21 | 21:00 | 71.06 | 70 | 708.6614 | 42519.6864 | 0 | 0 | 0.044295 | 4.5703e-08 | 0.074773 | 0.014948 | 0.24 | 0.7112 | 0 | 0.83294 | 0.001883 | 0 | #DIV/0! | #DIV/0! | #DIV/0! | #DIV/0! | 0 | 0 | 0 | 0
1986-07-21 | Jul | 21 | 22:00 | 71.06 | 120 | 511.811 | 30708.6624 | 0 | 0 | 0.044295 | 4.5703e-08 | 0.074773 | 0.014948 | 0.24 | 0.7112 | 0 | 0.83294 | 0.001883 | 0 | #DIV/0! | #DIV/0! | #DIV/0! | #DIV/0! | 0 | 0 | 0 | 0
1986-07-21 | Jul | 21 | 23:00 | 71.06 | 110 | 610.2362 | 36614.1744 | 0 | 0 | 0.044295 | 4.5703e-08 | 0.074773 | 0.014948 | 0.24 | 0.7112 | 0 | 0.83294 | 0.001883 | 0 | #DIV/0! | #DIV/0! | #DIV/0! | #DIV/0! | 0 | 0 | 0 | 0
1986-07-21 | Jul | 21 | 24:00 | 68 | 0 | 0 | 0 | 0 | 0 | 0.044084 | 4.5222e-08 | 0.075208 | 0.014868 | 0.24 | 0.7116 | 0 | 0.82372 | 0.0018939 | 0 | #DIV/0! | #DIV/0! | #DIV/0! | #DIV/0! | 0 | 0 | 0 | 0
1986-07-22 | Jul | 22 | 1:00 | 66.92 | 0 | 0 | 0 | 0 | 0 | 0.043996 | 4.5042e-08 | 0.075364 | 0.01484 | 0.24 | 0.71153 | 0 | 0.82046 | 0.0018978 | 0 | #DIV/0! | #DIV/0! | #DIV/0! | #DIV/0! | 0 | 0 | 0 | 0
1986-07-22 | Jul | 22 | 2:00 | 66.02 | 0 | 0 | 0 | 0 | 0 | 0.043923 | 4.4892e-08 | 0.075493 | 0.014817 | 0.24 | 0.71147 | 0 | 0.81776 | 0.0019011 | 0 | #DIV/0! | #DIV/0! | #DIV/0! | #DIV/0! | 0 | 0 | 0 | 0
1986-07-22 | Jul | 22 | 3:00 | 66.02 | 330 | 413.3858 | 24803.1504 | 0 | 0 | 0.043923 | 4.4892e-08 | 0.075493 | 0.014817 | 0.24 | 0.71147 | 0 | 0.81776 | 0.0019011 | 0 | #DIV/0! | #DIV/0! | #DIV/0! | #DIV/0! | 0 | 0 | 0 | 0
1986-07-22 | Jul | 22 | 4:00 | 66.02 | 0 | 0 | 0 | 0 | 0 | 0.043923 | 4.4892e-08 | 0.075493 | 0.014817 | 0.24 | 0.71147 | 0 | 0.81776 | 0.0019011 | 0 | #DIV/0! | #DIV/0! | #DIV/0! | #DIV/0! | 0 | 0 | 0 | 0
1986-07-22 | Jul | 22 | 5:00 | 64.94 | 0 | 0 | 0 | 0 | 0 | 0.043835 | 4.4712e-08 | 0.075649 | 0.014788 | 0.24 | 0.7114 | 0 | 0.81454 | 0.001905 | 0 | #DIV/0! | #DIV/0! | #DIV/0! | #DIV/0! | 0 | 0 | 0 | 0
1986-07-22 | Jul | 22 | 6:00 | 68 | 0 | 0 | 0 | 0 | 0 | 0.044084 | 4.5222e-08 | 0.075208 | 0.014868 | 0.24 | 0.7116 | 0 | 0.82372 | 0.0018939 | 0 | #DIV/0! | #DIV/0! | #DIV/0! | #DIV/0! | 0 | 0 | 0 | 0
1986-07-22 | Jul | 22 | 7:00 | 73.94 | 0 | 0 | 0 | 0 | 0 | 0.044428 | 4.6103e-08 | 0.074372 | 0.015022 | 0.24 | 0.70979 | 0 | 0.84162 | 0.0018729 | 0 | #DIV/0! | #DIV/0! | #DIV/0! | #DIV/0! | 0 | 0 | 0 | 0
1986-07-22 | Jul | 22 | 8:00 | 77 | 270 | 295.2756 | 17716.536 | 0 | 0 | 0.04457 | 4.6528e-08 | 0.073947 | 0.015102 | 0.24 | 0.7083 | 0 | 0.85095 | 0.0018622 | 0 | #DIV/0! | #DIV/0! | #DIV/0! | #DIV/0! | 0 | 0 | 0 | 0
1986-07-22 | Jul | 22 | 9:00 | 80.06 | 10 | 295.2756 | 17716.536 | 0 | 0 | 0.044712 | 4.6953e-08 | 0.073522 | 0.015182 | 0.24 | 0.70683 | 0 | 0.86038 | 0.0018516 | 0 | #DIV/0! | #DIV/0! | #DIV/0! | #DIV/0! | 0 | 0 | 0 | 0
1986-07-22 | Jul | 22 | 10:00 | 82.04 | 300 | 413.3858 | 24803.1504 | 0 | 0 | 0.044804 | 4.7228e-08 | 0.073257 | 0.015233 | 0.24 | 0.70589 | 0 | 0.86642 | 0.0018449 | 0 | #DIV/0! | #DIV/0! | #DIV/0! | #DIV/0! | 0 | 0 | 0 | 0
1986-07-22 | Jul | 22 | 11:00 | 82.04 | 270 | 511.811 | 30708.6624 | 0 | 0 | 0.044804 | 4.7228e-08 | 0.073257 | 0.015233 | 0.24 | 0.70589 | 0 | 0.86642 | 0.0018449 | 0 | #DIV/0! | #DIV/0! | #DIV/0! | #DIV/0! | 0 | 0 | 0 | 0
1986-07-22 | Jul | 22 | 12:00 | 82.94 | 310 | 511.811 | 30708.6624 | 0 | 0 | 0.044845 | 4.7353e-08 | 0.073136 | 0.015256 | 0.24 | 0.70546 | 0 | 0.86918 | 0.0018418 | 0 | #DIV/0! | #DIV/0! | #DIV/0! | #DIV/0! | 0 | 0 | 0 | 0
1986-07-22 | Jul | 22 | 13:00 | 84.02 | 0 | 0 | 0 | 0 | 0 | 0.044895 | 4.7503e-08 | 0.072991 | 0.015285 | 0.24 | 0.70495 | 0 | 0.87251 | 0.0018382 | 0 | #DIV/0! | #DIV/0! | #DIV/0! | #DIV/0! | 0 | 0 | 0 | 0
1986-07-22 | Jul | 22 | 14:00 | 82.94 | 40 | 708.6614 | 42519.6864 | 0 | 0 | 0.044845 | 4.7353e-08 | 0.073136 | 0.015256 | 0.24 | 0.70546 | 0 | 0.86918 | 0.0018418 | 0 | #DIV/0! | #DIV/0! | #DIV/0! | #DIV/0! | 0 | 0 | 0 | 0
1986-07-22 | Jul | 22 | 15:00 | 84.92 | 30 | 295.2756 | 17716.536 | 0 | 0 | 0.044937 | 4.7628e-08 | 0.072871 | 0.015308 | 0.24 | 0.70453 | 0 | 0.87529 | 0.0018351 | 0 | #DIV/0! | #DIV/0! | #DIV/0! | #DIV/0! | 0 | 0 | 0 | 0
1986-07-22 | Jul | 22 | 16:00 | 80.96 | 40 | 807.0866 | 48425.1984 | 0 | 0 | 0.044753 | 4.7078e-08 | 0.073401 | 0.015205 | 0.24 | 0.7064 | 0 | 0.86312 | 0.0018486 | 0 | #DIV/0! | #DIV/0! | #DIV/0! | #DIV/0! | 0 | 0 | 0 | 0
1986-07-22 | Jul | 22 | 17:00 | 80.96 | 50 | 511.811 | 30708.6624 | 0 | 0 | 0.044753 | 4.7078e-08 | 0.073401 | 0.015205 | 0.24 | 0.7064 | 0 | 0.86312 | 0.0018486 | 0 | #DIV/0! | #DIV/0! | #DIV/0! | #DIV/0! | 0 | 0 | 0 | 0
1986-07-22 | Jul | 22 | 18:00 | 80.06 | 80 | 610.2362 | 36614.1744 | 0 | 0 | 0.044712 | 4.6953e-08 | 0.073522 | 0.015182 | 0.24 | 0.70683 | 0 | 0.86038 | 0.0018516 | 0 | #DIV/0! | #DIV/0! | #DIV/0! | #DIV/0! | 0 | 0 | 0 | 0
1986-07-22 | Jul | 22 | 19:00 | 78.98 | 50 | 708.6614 | 42519.6864 | 0 | 0 | 0.044662 | 4.6803e-08 | 0.073672 | 0.015153 | 0.24 | 0.70735 | 0 | 0.85704 | 0.0018554 | 0 | #DIV/0! | #DIV/0! | #DIV/0! | #DIV/0! | 0 | 0 | 0 | 0
1986-07-22 | Jul | 22 | 20:00 | 78.08 | 60 | 708.6614 | 42519.6864 | 0 | 0 | 0.04462 | 4.6678e-08 | 0.073797 | 0.01513 | 0.24 | 0.70778 | 0 | 0.85426 | 0.0018585 | 0 | #DIV/0! | #DIV/0! | #DIV/0! | #DIV/0! | 0 | 0 | 0 | 0
1986-07-22 | Jul | 22 | 21:00 | 75.92 | 60 | 511.811 | 30708.6624 | 0 | 0 | 0.04452 | 4.6378e-08 | 0.074097 | 0.015074 | 0.24 | 0.70883 | 0 | 0.84764 | 0.001866 | 0 | #DIV/0! | #DIV/0! | #DIV/0! | #DIV/0! | 0 | 0 | 0 | 0
1986-07-22 | Jul | 22 | 22:00 | 73.04 | 130 | 295.2756 | 17716.536 | 0 | 0 | 0.044387 | 4.5978e-08 | 0.074497 | 0.014999 | 0.24 | 0.71023 | 0 | 0.8389 | 0.001876 | 0 | #DIV/0! | #DIV/0! | #DIV/0! | #DIV/0! | 0 | 0 | 0 | 0
1986-07-22 | Jul | 22 | 23:00 | 71.06 | 0 | 0 | 0 | 0 | 0 | 0.044295 | 4.5703e-08 | 0.074773 | 0.014948 | 0.24 | 0.7112 | 0 | 0.83294 | 0.001883 | 0 | #DIV/0! | #DIV/0! | #DIV/0! | #DIV/0! | 0 | 0 | 0 | 0
1986-07-22 | Jul | 22 | 24:00 | 68 | 0 | 0 | 0 | 0 | 0 | 0.044084 | 4.5222e-08 | 0.075208 | 0.014868 | 0.24 | 0.7116 | 0 | 0.82372 | 0.0018939 | 0 | #DIV/0! | #DIV/0! | #DIV/0! | #DIV/0! | 0 | 0 | 0 | 0
1986-07-23 | Jul | 23 | 1:00 | 66.92 | 0 | 0 | 0 | 0 | 0 | 0.043996 | 4.5042e-08 | 0.075364 | 0.01484 | 0.24 | 0.71153 | 0 | 0.82046 | 0.0018978 | 0 | #DIV/0! | #DIV/0! | #DIV/0! | #DIV/0! | 0 | 0 | 0 | 0
1986-07-23 | Jul | 23 | 2:00 | 64.94 | 0 | 0 | 0 | 0 | 0 | 0.043835 | 4.4712e-08 | 0.075649 | 0.014788 | 0.24 | 0.7114 | 0 | 0.81454 | 0.001905 | 0 | #DIV/0! | #DIV/0! | #DIV/0! | #DIV/0! | 0 | 0 | 0 | 0
1986-07-23 | Jul | 23 | 3:00 | 64.94 | 0 | 0 | 0 | 0 | 0 | 0.043835 | 4.4712e-08 | 0.075649 | 0.014788 | 0.24 | 0.7114 | 0 | 0.81454 | 0.001905 | 0 | #DIV/0! | #DIV/0! | #DIV/0! | #DIV/0! | 0 | 0 | 0 | 0
1986-07-23 | Jul | 23 | 4:00 | 64.04 | 0 | 0 | 0 | 0 | 0 | 0.043762 | 4.4562e-08 | 0.075778 | 0.014765 | 0.24 | 0.71134 | 0 | 0.81186 | 0.0019083 | 0 | #DIV/0! | #DIV/0! | #DIV/0! | #DIV/0! | 0 | 0 | 0 | 0
1986-07-23 | Jul | 23 | 5:00 | 64.04 | 0 | 0 | 0 | 0 | 0 | 0.043762 | 4.4562e-08 | 0.075778 | 0.014765 | 0.24 | 0.71134 | 0 | 0.81186 | 0.0019083 | 0 | #DIV/0! | #DIV/0! | #DIV/0! | #DIV/0! | 0 | 0 | 0 | 0
1986-07-23 | Jul | 23 | 6:00 | 66.92 | 0 | 0 | 0 | 0 | 0 | 0.043996 | 4.5042e-08 | 0.075364 | 0.01484 | 0.24 | 0.71153 | 0 | 0.82046 | 0.0018978 | 0 | #DIV/0! | #DIV/0! | #DIV/0! | #DIV/0! | 0 | 0 | 0 | 0
1986-07-23 | Jul | 23 | 7:00 | 75.92 | 130 | 511.811 | 30708.6624 | 0 | 0 | 0.04452 | 4.6378e-08 | 0.074097 | 0.015074 | 0.24 | 0.70883 | 0 | 0.84764 | 0.001866 | 0 | #DIV/0! | #DIV/0! | #DIV/0! | #DIV/0! | 0 | 0 | 0 | 0
1986-07-23 | Jul | 23 | 8:00 | 80.06 | 170 | 610.2362 | 36614.1744 | 0 | 0 | 0.044712 | 4.6953e-08 | 0.073522 | 0.015182 | 0.24 | 0.70683 | 0 | 0.86038 | 0.0018516 | 0 | #DIV/0! | #DIV/0! | #DIV/0! | #DIV/0! | 0 | 0 | 0 | 0
1986-07-23 | Jul | 23 | 9:00 | 82.94 | 90 | 511.811 | 30708.6624 | 0 | 0 | 0.044845 | 4.7353e-08 | 0.073136 | 0.015256 | 0.24 | 0.70546 | 0 | 0.86918 | 0.0018418 | 0 | #DIV/0! | #DIV/0! | #DIV/0! | #DIV/0! | 0 | 0 | 0 | 0
1986-07-23 | Jul | 23 | 10:00 | 84.92 | 160 | 807.0866 | 48425.1984 | 0 | 0 | 0.044937 | 4.7628e-08 | 0.072871 | 0.015308 | 0.24 | 0.70453 | 0 | 0.87529 | 0.0018351 | 0 | #DIV/0! | #DIV/0! | #DIV/0! | #DIV/0! | 0 | 0 | 0 | 0
1986-07-23 | Jul | 23 | 11:00 | 84.92 | 200 | 1023.6221 | 61417.3248 | 0 | 0 | 0.044937 | 4.7628e-08 | 0.072871 | 0.015308 | 0.24 | 0.70453 | 0 | 0.87529 | 0.0018351 | 0 | #DIV/0! | #DIV/0! | #DIV/0! | #DIV/0! | 0 | 0 | 0 | 0
1986-07-23 | Jul | 23 | 12:00 | 87.08 | 180 | 708.6614 | 42519.6864 | 0 | 0 | 0.045037 | 4.7928e-08 | 0.072581 | 0.015364 | 0.24 | 0.70352 | 0 | 0.882 | 0.0018279 | 0 | #DIV/0! | #DIV/0! | #DIV/0! | #DIV/0! | 0 | 0 | 0 | 0
1986-07-23 | Jul | 23 | 13:00 | 87.08 | 190 | 807.0866 | 48425.1984 | 0 | 0 | 0.045037 | 4.7928e-08 | 0.072581 | 0.015364 | 0.24 | 0.70352 | 0 | 0.882 | 0.0018279 | 0 | #DIV/0! | #DIV/0! | #DIV/0! | #DIV/0! | 0 | 0 | 0 | 0
1986-07-23 | Jul | 23 | 14:00 | 87.98 | 210 | 1023.6221 | 61417.3248 | 0 | 0 | 0.045079 | 4.8053e-08 | 0.072461 | 0.015387 | 0.24 | 0.7031 | 0 | 0.88482 | 0.0018249 | 0 | #DIV/0! | #DIV/0! | #DIV/0! | #DIV/0! | 0 | 0 | 0 | 0
1986-07-23 | Jul | 23 | 15:00 | 86 | 190 | 1023.6221 | 61417.3248 | 0 | 0 | 0.044987 | 4.7778e-08 | 0.072726 | 0.015336 | 0.24 | 0.70402 | 0 | 0.87864 | 0.0018315 | 0 | #DIV/0! | #DIV/0! | #DIV/0! | #DIV/0! | 0 | 0 | 0 | 0
1986-07-23 | Jul | 23 | 16:00 | 87.08 | 200 | 905.5118 | 54330.7104 | 0 | 0 | 0.045037 | 4.7928e-08 | 0.072581 | 0.015364 | 0.24 | 0.70352 | 0 | 0.882 | 0.0018279 | 0 | #DIV/0! | #DIV/0! | #DIV/0! | #DIV/0! | 0 | 0 | 0 | 0
1986-07-23 | Jul | 23 | 17:00 | 86 | 200 | 708.6614 | 42519.6864 | 0 | 0 | 0.044987 | 4.7778e-08 | 0.072726 | 0.015336 | 0.24 | 0.70402 | 0 | 0.87864 | 0.0018315 | 0 | #DIV/0! | #DIV/0! | #DIV/0! | #DIV/0! | 0 | 0 | 0 | 0
1986-07-23 | Jul | 23 | 18:00 | 84.02 | 220 | 708.6614 | 42519.6864 | 0 | 0 | 0.044895 | 4.7503e-08 | 0.072991 | 0.015285 | 0.24 | 0.70495 | 0 | 0.87251 | 0.0018382 | 0 | #DIV/0! | #DIV/0! | #DIV/0! | #DIV/0! | 0 | 0 | 0 | 0
1986-07-23 | Jul | 23 | 19:00 | 80.96 | 210 | 610.2362 | 36614.1744 | 0 | 0 | 0.044753 | 4.7078e-08 | 0.073401 | 0.015205 | 0.24 | 0.7064 | 0 | 0.86312 | 0.0018486 | 0 | #DIV/0! | #DIV/0! | #DIV/0! | #DIV/0! | 0 | 0 | 0 | 0
1986-07-23 | Jul | 23 | 20:00 | 78.98 | 210 | 511.811 | 30708.6624 | 0 | 0 | 0.044662 | 4.6803e-08 | 0.073672 | 0.015153 | 0.24 | 0.70735 | 0 | 0.85704 | 0.0018554 | 0 | #DIV/0! | #DIV/0! | #DIV/0! | #DIV/0! | 0 | 0 | 0 | 0
1986-07-23 | Jul | 23 | 21:00 | 77 | 200 | 511.811 | 30708.6624 | 0 | 0 | 0.04457 | 4.6528e-08 | 0.073947 | 0.015102 | 0.24 | 0.7083 | 0 | 0.85095 | 0.0018622 | 0 | #DIV/0! | #DIV/0! | #DIV/0! | #DIV/0! | 0 | 0 | 0 | 0
1986-07-23 | Jul | 23 | 22:00 | 77 | 190 | 413.3858 | 24803.1504 | 0 | 0 | 0.04457 | 4.6528e-08 | 0.073947 | 0.015102 | 0.24 | 0.7083 | 0 | 0.85095 | 0.0018622 | 0 | #DIV/0! | #DIV/0! | #DIV/0! | #DIV/0! | 0 | 0 | 0 | 0
1986-07-23 | Jul | 23 | 23:00 | 75.92 | 190 | 610.2362 | 36614.1744 | 0 | 0 | 0.04452 | 4.6378e-08 | 0.074097 | 0.015074 | 0.24 | 0.70883 | 0 | 0.84764 | 0.001866 | 0 | #DIV/0! | #DIV/0! | #DIV/0! | #DIV/0! | 0 | 0 | 0 | 0
1986-07-23 | Jul | 23 | 24:00 | 73.94 | 180 | 708.6614 | 42519.6864 | 0 | 0 | 0.044428 | 4.6103e-08 | 0.074372 | 0.015022 | 0.24 | 0.70979 | 0 | 0.84162 | 0.0018729 | 0 | #DIV/0! | #DIV/0! | #DIV/0! | #DIV/0! | 0 | 0 | 0 | 0
1986-07-24 | Jul | 24 | 1:00 | 73.04 | 190 | 610.2362 | 36614.1744 | 0 | 0 | 0.044387 | 4.5978e-08 | 0.074497 | 0.014999 | 0.24 | 0.71023 | 0 | 0.8389 | 0.001876 | 0 | #DIV/0! | #DIV/0! | #DIV/0! | #DIV/0! | 0 | 0 | 0 | 0
1986-07-24 | Jul | 24 | 2:00 | 73.04 | 190 | 610.2362 | 36614.1744 | 0 | 0 | 0.044387 | 4.5978e-08 | 0.074497 | 0.014999 | 0.24 | 0.71023 | 0 | 0.8389 | 0.001876 | 0 | #DIV/0! | #DIV/0! | #DIV/0! | #DIV/0! | 0 | 0 | 0 | 0
1986-07-24 | Jul | 24 | 3:00 | 71.96 | 200 | 610.2362 | 36614.1744 | 0 | 0 | 0.044336 | 4.5828e-08 | 0.074648 | 0.014971 | 0.24 | 0.71076 | 0 | 0.83565 | 0.0018798 | 0 | #DIV/0! | #DIV/0! | #DIV/0! | #DIV/0! | 0 | 0 | 0 | 0
1986-07-24 | Jul | 24 | 4:00 | 73.04 | 210 | 807.0866 | 48425.1984 | 0 | 0 | 0.044387 | 4.5978e-08 | 0.074497 | 0.014999 | 0.24 | 0.71023 | 0 | 0.8389 | 0.001876 | 0 | #DIV/0! | #DIV/0! | #DIV/0! | #DIV/0! | 0 | 0 | 0 | 0
1986-07-24 | Jul | 24 | 5:00 | 73.04 | 200 | 807.0866 | 48425.1984 | 0 | 0 | 0.044387 | 4.5978e-08 | 0.074497 | 0.014999 | 0.24 | 0.71023 | 0 | 0.8389 | 0.001876 | 0 | #DIV/0! | #DIV/0! | #DIV/0! | #DIV/0! | 0 | 0 | 0 | 0
1986-07-24 | Jul | 24 | 6:00 | 73.94 | 210 | 905.5118 | 54330.7104 | 0 | 0 | 0.044428 | 4.6103e-08 | 0.074372 | 0.015022 | 0.24 | 0.70979 | 0 | 0.84162 | 0.0018729 | 0 | #DIV/0! | #DIV/0! | #DIV/0! | #DIV/0! | 0 | 0 | 0 | 0
1986-07-24 | Jul | 24 | 7:00 | 77 | 200 | 1023.6221 | 61417.3248 | 0 | 0 | 0.04457 | 4.6528e-08 | 0.073947 | 0.015102 | 0.24 | 0.7083 | 0 | 0.85095 | 0.0018622 | 0 | #DIV/0! | #DIV/0! | #DIV/0! | #DIV/0! | 0 | 0 | 0 | 0
1986-07-24 | Jul | 24 | 8:00 | 80.06 | 200 | 1122.0473 | 67322.8368 | 0 | 0 | 0.044712 | 4.6953e-08 | 0.073522 | 0.015182 | 0.24 | 0.70683 | 0 | 0.86038 | 0.0018516 | 0 | #DIV/0! | #DIV/0! | #DIV/0! | #DIV/0! | 0 | 0 | 0 | 0
1986-07-24 | Jul | 24 | 9:00 | 80.96 | 220 | 1417.3229 | 85039.3728 | 0 | 0 | 0.044753 | 4.7078e-08 | 0.073401 | 0.015205 | 0.24 | 0.7064 | 0 | 0.86312 | 0.0018486 | 0 | #DIV/0! | #DIV/0! | #DIV/0! | #DIV/0! | 0 | 0 | 0 | 0
1986-07-24 | Jul | 24 | 10:00 | 82.94 | 210 | 1318.8977 | 79133.8608 | 0 | 0 | 0.044845 | 4.7353e-08 | 0.073136 | 0.015256 | 0.24 | 0.70546 | 0 | 0.86918 | 0.0018418 | 0 | #DIV/0! | #DIV/0! | #DIV/0! | #DIV/0! | 0 | 0 | 0 | 0
1986-07-24 | Jul | 24 | 11:00 | 82.94 | 210 | 1220.4725 | 73228.3488 | 0 | 0 | 0.044845 | 4.7353e-08 | 0.073136 | 0.015256 | 0.24 | 0.70546 | 0 | 0.86918 | 0.0018418 | 0 | #DIV/0! | #DIV/0! | #DIV/0! | #DIV/0! | 0 | 0 | 0 | 0
1986-07-24 | Jul | 24 | 12:00 | 86 | 200 | 1023.6221 | 61417.3248 | 0 | 0 | 0.044987 | 4.7778e-08 | 0.072726 | 0.015336 | 0.24 | 0.70402 | 0 | 0.87864 | 0.0018315 | 0 | #DIV/0! | #DIV/0! | #DIV/0! | #DIV/0! | 0 | 0 | 0 | 0
1986-07-24 | Jul | 24 | 13:00 | 87.08 | 210 | 1318.8977 | 79133.8608 | 0 | 0 | 0.045037 | 4.7928e-08 | 0.072581 | 0.015364 | 0.24 | 0.70352 | 0 | 0.882 | 0.0018279 | 0 | #DIV/0! | #DIV/0! | #DIV/0! | #DIV/0! | 0 | 0 | 0 | 0
1986-07-24 | Jul | 24 | 14:00 | 89.06 | 190 | 1515.7481 | 90944.8848 | 0 | 0 | 0.045129 | 4.8203e-08 | 0.072316 | 0.015416 | 0.24 | 0.7026 | 0 | 0.88821 | 0.0018213 | 0 | #DIV/0! | #DIV/0! | #DIV/0! | #DIV/0! | 0 | 0 | 0 | 0
1986-07-24 | Jul | 24 | 15:00 | 89.96 | 230 | 1318.8977 | 79133.8608 | 0 | 0 | 0.04517 | 4.8328e-08 | 0.072195 | 0.015439 | 0.24 | 0.70218 | 0 | 0.89104 | 0.0018183 | 0 | #DIV/0! | #DIV/0! | #DIV/0! | #DIV/0! | 0 | 0 | 0 | 0
1986-07-24 | Jul | 24 | 16:00 | 87.98 | 200 | 1318.8977 | 79133.8608 | 0 | 0 | 0.045079 | 4.8053e-08 | 0.072461 | 0.015387 | 0.24 | 0.7031 | 0 | 0.88482 | 0.0018249 | 0 | #DIV/0! | #DIV/0! | #DIV/0! | #DIV/0! | 0 | 0 | 0 | 0
1986-07-24 | Jul | 24 | 17:00 | 87.98 | 200 | 1318.8977 | 79133.8608 | 0 | 0 | 0.045079 | 4.8053e-08 | 0.072461 | 0.015387 | 0.24 | 0.7031 | 0 | 0.88482 | 0.0018249 | 0 | #DIV/0! | #DIV/0! | #DIV/0! | #DIV/0! | 0 | 0 | 0 | 0
1986-07-24 | Jul | 24 | 18:00 | 87.08 | 210 | 1929.1339 | 115748.0352 | 0 | 0 | 0.045037 | 4.7928e-08 | 0.072581 | 0.015364 | 0.24 | 0.70352 | 0 | 0.882 | 0.0018279 | 0 | #DIV/0! | #DIV/0! | #DIV/0! | #DIV/0! | 0 | 0 | 0 | 0
1986-07-24 | Jul | 24 | 19:00 | 84.92 | 220 | 1318.8977 | 79133.8608 | 0 | 0 | 0.044937 | 4.7628e-08 | 0.072871 | 0.015308 | 0.24 | 0.70453 | 0 | 0.87529 | 0.0018351 | 0 | #DIV/0! | #DIV/0! | #DIV/0! | #DIV/0! | 0 | 0 | 0 | 0
1986-07-24 | Jul | 24 | 20:00 | 82.94 | 190 | 1220.4725 | 73228.3488 | 0 | 0 | 0.044845 | 4.7353e-08 | 0.073136 | 0.015256 | 0.24 | 0.70546 | 0 | 0.86918 | 0.0018418 | 0 | #DIV/0! | #DIV/0! | #DIV/0! | #DIV/0! | 0 | 0 | 0 | 0
1986-07-24 | Jul | 24 | 21:00 | 82.04 | 200 | 1122.0473 | 67322.8368 | 0 | 0 | 0.044804 | 4.7228e-08 | 0.073257 | 0.015233 | 0.24 | 0.70589 | 0 | 0.86642 | 0.0018449 | 0 | #DIV/0! | #DIV/0! | #DIV/0! | #DIV/0! | 0 | 0 | 0 | 0
1986-07-24 | Jul | 24 | 22:00 | 82.04 | 190 | 1122.0473 | 67322.8368 | 0 | 0 | 0.044804 | 4.7228e-08 | 0.073257 | 0.015233 | 0.24 | 0.70589 | 0 | 0.86642 | 0.0018449 | 0 | #DIV/0! | #DIV/0! | #DIV/0! | #DIV/0! | 0 | 0 | 0 | 0
1986-07-24 | Jul | 24 | 23:00 | 80.06 | 190 | 1122.0473 | 67322.8368 | 0 | 0 | 0.044712 | 4.6953e-08 | 0.073522 | 0.015182 | 0.24 | 0.70683 | 0 | 0.86038 | 0.0018516 | 0 | #DIV/0! | #DIV/0! | #DIV/0! | #DIV/0! | 0 | 0 | 0 | 0
1986-07-24 | Jul | 24 | 24:00 | 80.06 | 180 | 905.5118 | 54330.7104 | 0 | 0 | 0.044712 | 4.6953e-08 | 0.073522 | 0.015182 | 0.24 | 0.70683 | 0 | 0.86038 | 0.0018516 | 0 | #DIV/0! | #DIV/0! | #DIV/0! | #DIV/0! | 0 | 0 | 0 | 0
1986-07-25 | Jul | 25 | 1:00 | 78.08 | 190 | 1318.8977 | 79133.8608 | 0 | 0 | 0.04462 | 4.6678e-08 | 0.073797 | 0.01513 | 0.24 | 0.70778 | 0 | 0.85426 | 0.0018585 | 0 | #DIV/0! | #DIV/0! | #DIV/0! | #DIV/0! | 0 | 0 | 0 | 0
1986-07-25 | Jul | 25 | 2:00 | 78.08 | 190 | 1417.3229 | 85039.3728 | 0 | 0 | 0.04462 | 4.6678e-08 | 0.073797 | 0.01513 | 0.24 | 0.70778 | 0 | 0.85426 | 0.0018585 | 0 | #DIV/0! | #DIV/0! | #DIV/0! | #DIV/0! | 0 | 0 | 0 | 0
1986-07-25 | Jul | 25 | 3:00 | 73.94 | 230 | 1023.6221 | 61417.3248 | 0 | 0 | 0.044428 | 4.6103e-08 | 0.074372 | 0.015022 | 0.24 | 0.70979 | 0 | 0.84162 | 0.0018729 | 0 | #DIV/0! | #DIV/0! | #DIV/0! | #DIV/0! | 0 | 0 | 0 | 0
1986-07-25 | Jul | 25 | 4:00 | 73.94 | 250 | 708.6614 | 42519.6864 | 0 | 0 | 0.044428 | 4.6103e-08 | 0.074372 | 0.015022 | 0.24 | 0.70979 | 0 | 0.84162 | 0.0018729 | 0 | #DIV/0! | #DIV/0! | #DIV/0! | #DIV/0! | 0 | 0 | 0 | 0
1986-07-25 | Jul | 25 | 5:00 | 71.96 | 250 | 807.0866 | 48425.1984 | 0 | 0 | 0.044336 | 4.5828e-08 | 0.074648 | 0.014971 | 0.24 | 0.71076 | 0 | 0.83565 | 0.0018798 | 0 | #DIV/0! | #DIV/0! | #DIV/0! | #DIV/0! | 0 | 0 | 0 | 0
1986-07-25 | Jul | 25 | 6:00 | 71.06 | 220 | 708.6614 | 42519.6864 | 0 | 0 | 0.044295 | 4.5703e-08 | 0.074773 | 0.014948 | 0.24 | 0.7112 | 0 | 0.83294 | 0.001883 | 0 | #DIV/0! | #DIV/0! | #DIV/0! | #DIV/0! | 0 | 0 | 0 | 0
1986-07-25 | Jul | 25 | 7:00 | 71.06 | 180 | 905.5118 | 54330.7104 | 0 | 0 | 0.044295 | 4.5703e-08 | 0.074773 | 0.014948 | 0.24 | 0.7112 | 0 | 0.83294 | 0.001883 | 0 | #DIV/0! | #DIV/0! | #DIV/0! | #DIV/0! | 0 | 0 | 0 | 0
1986-07-25 | Jul | 25 | 8:00 | 73.04 | 210 | 610.2362 | 36614.1744 | 0 | 0 | 0.044387 | 4.5978e-08 | 0.074497 | 0.014999 | 0.24 | 0.71023 | 0 | 0.8389 | 0.001876 | 0 | #DIV/0! | #DIV/0! | #DIV/0! | #DIV/0! | 0 | 0 | 0 | 0
1986-07-25 | Jul | 25 | 9:00 | 77 | 180 | 807.0866 | 48425.1984 | 0 | 0 | 0.04457 | 4.6528e-08 | 0.073947 | 0.015102 | 0.24 | 0.7083 | 0 | 0.85095 | 0.0018622 | 0 | #DIV/0! | #DIV/0! | #DIV/0! | #DIV/0! | 0 | 0 | 0 | 0
1986-07-25 | Jul | 25 | 10:00 | 75.02 | 210 | 1122.0473 | 67322.8368 | 0 | 0 | 0.044478 | 4.6253e-08 | 0.074222 | 0.015051 | 0.24 | 0.70926 | 0 | 0.8449 | 0.0018691 | 0 | #DIV/0! | #DIV/0! | #DIV/0! | #DIV/0! | 0 | 0 | 0 | 0
1986-07-25 | Jul | 25 | 11:00 | 77 | 240 | 807.0866 | 48425.1984 | 0 | 0 | 0.04457 | 4.6528e-08 | 0.073947 | 0.015102 | 0.24 | 0.7083 | 0 | 0.85095 | 0.0018622 | 0 | #DIV/0! | #DIV/0! | #DIV/0! | #DIV/0! | 0 | 0 | 0 | 0
1986-07-25 | Jul | 25 | 12:00 | 80.06 | 280 | 610.2362 | 36614.1744 | 0 | 0 | 0.044712 | 4.6953e-08 | 0.073522 | 0.015182 | 0.24 | 0.70683 | 0 | 0.86038 | 0.0018516 | 0 | #DIV/0! | #DIV/0! | #DIV/0! | #DIV/0! | 0 | 0 | 0 | 0
1986-07-25 | Jul | 25 | 13:00 | 82.94 | 260 | 905.5118 | 54330.7104 | 0 | 0 | 0.044845 | 4.7353e-08 | 0.073136 | 0.015256 | 0.24 | 0.70546 | 0 | 0.86918 | 0.0018418 | 0 | #DIV/0! | #DIV/0! | #DIV/0! | #DIV/0! | 0 | 0 | 0 | 0
1986-07-25 | Jul | 25 | 14:00 | 86 | 320 | 905.5118 | 54330.7104 | 0 | 0 | 0.044987 | 4.7778e-08 | 0.072726 | 0.015336 | 0.24 | 0.70402 | 0 | 0.87864 | 0.0018315 | 0 | #DIV/0! | #DIV/0! | #DIV/0! | #DIV/0! | 0 | 0 | 0 | 0
1986-07-25 | Jul | 25 | 15:00 | 84.02 | 330 | 807.0866 | 48425.1984 | 0 | 0 | 0.044895 | 4.7503e-08 | 0.072991 | 0.015285 | 0.24 | 0.70495 | 0 | 0.87251 | 0.0018382 | 0 | #DIV/0! | #DIV/0! | #DIV/0! | #DIV/0! | 0 | 0 | 0 | 0
1986-07-25 | Jul | 25 | 16:00 | 84.02 | 20 | 1122.0473 | 67322.8368 | 0 | 0 | 0.044895 | 4.7503e-08 | 0.072991 | 0.015285 | 0.24 | 0.70495 | 0 | 0.87251 | 0.0018382 | 0 | #DIV/0! | #DIV/0! | #DIV/0! | #DIV/0! | 0 | 0 | 0 | 0
1986-07-25 | Jul | 25 | 17:00 | 80.96 | 30 | 1220.4725 | 73228.3488 | 0 | 0 | 0.044753 | 4.7078e-08 | 0.073401 | 0.015205 | 0.24 | 0.7064 | 0 | 0.86312 | 0.0018486 | 0 | #DIV/0! | #DIV/0! | #DIV/0! | #DIV/0! | 0 | 0 | 0 | 0
1986-07-25 | Jul | 25 | 18:00 | 77 | 40 | 1220.4725 | 73228.3488 | 0 | 0 | 0.04457 | 4.6528e-08 | 0.073947 | 0.015102 | 0.24 | 0.7083 | 0 | 0.85095 | 0.0018622 | 0 | #DIV/0! | #DIV/0! | #DIV/0! | #DIV/0! | 0 | 0 | 0 | 0
1986-07-25 | Jul | 25 | 19:00 | 73.94 | 30 | 1122.0473 | 67322.8368 | 0 | 0 | 0.044428 | 4.6103e-08 | 0.074372 | 0.015022 | 0.24 | 0.70979 | 0 | 0.84162 | 0.0018729 | 0 | #DIV/0! | #DIV/0! | #DIV/0! | #DIV/0! | 0 | 0 | 0 | 0
1986-07-25 | Jul | 25 | 20:00 | 73.04 | 50 | 905.5118 | 54330.7104 | 0 | 0 | 0.044387 | 4.5978e-08 | 0.074497 | 0.014999 | 0.24 | 0.71023 | 0 | 0.8389 | 0.001876 | 0 | #DIV/0! | #DIV/0! | #DIV/0! | #DIV/0! | 0 | 0 | 0 | 0
1986-07-25 | Jul | 25 | 21:00 | 71.96 | 50 | 708.6614 | 42519.6864 | 0 | 0 | 0.044336 | 4.5828e-08 | 0.074648 | 0.014971 | 0.24 | 0.71076 | 0 | 0.83565 | 0.0018798 | 0 | #DIV/0! | #DIV/0! | #DIV/0! | #DIV/0! | 0 | 0 | 0 | 0
1986-07-25 | Jul | 25 | 22:00 | 71.06 | 20 | 610.2362 | 36614.1744 | 0 | 0 | 0.044295 | 4.5703e-08 | 0.074773 | 0.014948 | 0.24 | 0.7112 | 0 | 0.83294 | 0.001883 | 0 | #DIV/0! | #DIV/0! | #DIV/0! | #DIV/0! | 0 | 0 | 0 | 0
1986-07-25 | Jul | 25 | 23:00 | 69.08 | 20 | 610.2362 | 36614.1744 | 0 | 0 | 0.044171 | 4.5402e-08 | 0.075052 | 0.014896 | 0.24 | 0.71167 | 0 | 0.82698 | 0.0018901 | 0 | #DIV/0! | #DIV/0! | #DIV/0! | #DIV/0! | 0 | 0 | 0 | 0
1986-07-25 | Jul | 25 | 24:00 | 68 | 10 | 511.811 | 30708.6624 | 0 | 0 | 0.044084 | 4.5222e-08 | 0.075208 | 0.014868 | 0.24 | 0.7116 | 0 | 0.82372 | 0.0018939 | 0 | #DIV/0! | #DIV/0! | #DIV/0! | #DIV/0! | 0 | 0 | 0 | 0
1986-07-26 | Jul | 26 | 1:00 | 68 | 10 | 511.811 | 30708.6624 | 0 | 0 | 0.044084 | 4.5222e-08 | 0.075208 | 0.014868 | 0.24 | 0.7116 | 0 | 0.82372 | 0.0018939 | 0 | #DIV/0! | #DIV/0! | #DIV/0! | #DIV/0! | 0 | 0 | 0 | 0
1986-07-26 | Jul | 26 | 2:00 | 66.92 | 10 | 295.2756 | 17716.536 | 0 | 0 | 0.043996 | 4.5042e-08 | 0.075364 | 0.01484 | 0.24 | 0.71153 | 0 | 0.82046 | 0.0018978 | 0 | #DIV/0! | #DIV/0! | #DIV/0! | #DIV/0! | 0 | 0 | 0 | 0
1986-07-26 | Jul | 26 | 3:00 | 64.94 | 0 | 0 | 0 | 0 | 0 | 0.043835 | 4.4712e-08 | 0.075649 | 0.014788 | 0.24 | 0.7114 | 0 | 0.81454 | 0.001905 | 0 | #DIV/0! | #DIV/0! | #DIV/0! | #DIV/0! | 0 | 0 | 0 | 0
1986-07-26 | Jul | 26 | 4:00 | 66.02 | 20 | 413.3858 | 24803.1504 | 0 | 0 | 0.043923 | 4.4892e-08 | 0.075493 | 0.014817 | 0.24 | 0.71147 | 0 | 0.81776 | 0.0019011 | 0 | #DIV/0! | #DIV/0! | #DIV/0! | #DIV/0! | 0 | 0 | 0 | 0
1986-07-26 | Jul | 26 | 5:00 | 66.02 | 30 | 511.811 | 30708.6624 | 0 | 0 | 0.043923 | 4.4892e-08 | 0.075493 | 0.014817 | 0.24 | 0.71147 | 0 | 0.81776 | 0.0019011 | 0 | #DIV/0! | #DIV/0! | #DIV/0! | #DIV/0! | 0 | 0 | 0 | 0
1986-07-26 | Jul | 26 | 6:00 | 69.08 | 50 | 610.2362 | 36614.1744 | 0 | 0 | 0.044171 | 4.5402e-08 | 0.075052 | 0.014896 | 0.24 | 0.71167 | 0 | 0.82698 | 0.0018901 | 0 | #DIV/0! | #DIV/0! | #DIV/0! | #DIV/0! | 0 | 0 | 0 | 0
1986-07-26 | Jul | 26 | 7:00 | 71.96 | 50 | 511.811 | 30708.6624 | 0 | 0 | 0.044336 | 4.5828e-08 | 0.074648 | 0.014971 | 0.24 | 0.71076 | 0 | 0.83565 | 0.0018798 | 0 | #DIV/0! | #DIV/0! | #DIV/0! | #DIV/0! | 0 | 0 | 0 | 0
1986-07-26 | Jul | 26 | 8:00 | 73.04 | 60 | 807.0866 | 48425.1984 | 0 | 0 | 0.044387 | 4.5978e-08 | 0.074497 | 0.014999 | 0.24 | 0.71023 | 0 | 0.8389 | 0.001876 | 0 | #DIV/0! | #DIV/0! | #DIV/0! | #DIV/0! | 0 | 0 | 0 | 0
1986-07-26 | Jul | 26 | 9:00 | 75.02 | 50 | 708.6614 | 42519.6864 | 0 | 0 | 0.044478 | 4.6253e-08 | 0.074222 | 0.015051 | 0.24 | 0.70926 | 0 | 0.8449 | 0.0018691 | 0 | #DIV/0! | #DIV/0! | #DIV/0! | #DIV/0! | 0 | 0 | 0 | 0
1986-07-26 | Jul | 26 | 10:00 | 78.08 | 120 | 708.6614 | 42519.6864 | 0 | 0 | 0.04462 | 4.6678e-08 | 0.073797 | 0.01513 | 0.24 | 0.70778 | 0 | 0.85426 | 0.0018585 | 0 | #DIV/0! | #DIV/0! | #DIV/0! | #DIV/0! | 0 | 0 | 0 | 0
1986-07-26 | Jul | 26 | 11:00 | 78.98 | 40 | 708.6614 | 42519.6864 | 0 | 0 | 0.044662 | 4.6803e-08 | 0.073672 | 0.015153 | 0.24 | 0.70735 | 0 | 0.85704 | 0.0018554 | 0 | #DIV/0! | #DIV/0! | #DIV/0! | #DIV/0! | 0 | 0 | 0 | 0
1986-07-26 | Jul | 26 | 12:00 | 80.06 | 140 | 610.2362 | 36614.1744 | 0 | 0 | 0.044712 | 4.6953e-08 | 0.073522 | 0.015182 | 0.24 | 0.70683 | 0 | 0.86038 | 0.0018516 | 0 | #DIV/0! | #DIV/0! | #DIV/0! | #DIV/0! | 0 | 0 | 0 | 0
1986-07-26 | Jul | 26 | 13:00 | 82.04 | 60 | 708.6614 | 42519.6864 | 0 | 0 | 0.044804 | 4.7228e-08 | 0.073257 | 0.015233 | 0.24 | 0.70589 | 0 | 0.86642 | 0.0018449 | 0 | #DIV/0! | #DIV/0! | #DIV/0! | #DIV/0! | 0 | 0 | 0 | 0
1986-07-26 | Jul | 26 | 14:00 | 82.04 | 70 | 905.5118 | 54330.7104 | 0 | 0 | 0.044804 | 4.7228e-08 | 0.073257 | 0.015233 | 0.24 | 0.70589 | 0 | 0.86642 | 0.0018449 | 0 | #DIV/0! | #DIV/0! | #DIV/0! | #DIV/0! | 0 | 0 | 0 | 0
1986-07-26 | Jul | 26 | 15:00 | 80.06 | 80 | 905.5118 | 54330.7104 | 0 | 0 | 0.044712 | 4.6953e-08 | 0.073522 | 0.015182 | 0.24 | 0.70683 | 0 | 0.86038 | 0.0018516 | 0 | #DIV/0! | #DIV/0! | #DIV/0! | #DIV/0! | 0 | 0 | 0 | 0
1986-07-26 | Jul | 26 | 16:00 | 80.06 | 120 | 610.2362 | 36614.1744 | 0 | 0 | 0.044712 | 4.6953e-08 | 0.073522 | 0.015182 | 0.24 | 0.70683 | 0 | 0.86038 | 0.0018516 | 0 | #DIV/0! | #DIV/0! | #DIV/0! | #DIV/0! | 0 | 0 | 0 | 0
1986-07-26 | Jul | 26 | 17:00 | 78.98 | 120 | 511.811 | 30708.6624 | 0 | 0 | 0.044662 | 4.6803e-08 | 0.073672 | 0.015153 | 0.24 | 0.70735 | 0 | 0.85704 | 0.0018554 | 0 | #DIV/0! | #DIV/0! | #DIV/0! | #DIV/0! | 0 | 0 | 0 | 0
1986-07-26 | Jul | 26 | 18:00 | 78.08 | 80 | 511.811 | 30708.6624 | 0 | 0 | 0.04462 | 4.6678e-08 | 0.073797 | 0.01513 | 0.24 | 0.70778 | 0 | 0.85426 | 0.0018585 | 0 | #DIV/0! | #DIV/0! | #DIV/0! | #DIV/0! | 0 | 0 | 0 | 0
1986-07-26 | Jul | 26 | 19:00 | 75.92 | 120 | 708.6614 | 42519.6864 | 0 | 0 | 0.04452 | 4.6378e-08 | 0.074097 | 0.015074 | 0.24 | 0.70883 | 0 | 0.84764 | 0.001866 | 0 | #DIV/0! | #DIV/0! | #DIV/0! | #DIV/0! | 0 | 0 | 0 | 0
1986-07-26 | Jul | 26 | 20:00 | 73.04 | 70 | 807.0866 | 48425.1984 | 0 | 0 | 0.044387 | 4.5978e-08 | 0.074497 | 0.014999 | 0.24 | 0.71023 | 0 | 0.8389 | 0.001876 | 0 | #DIV/0! | #DIV/0! | #DIV/0! | #DIV/0! | 0 | 0 | 0 | 0
1986-07-26 | Jul | 26 | 21:00 | 71.96 | 60 | 807.0866 | 48425.1984 | 0 | 0 | 0.044336 | 4.5828e-08 | 0.074648 | 0.014971 | 0.24 | 0.71076 | 0 | 0.83565 | 0.0018798 | 0 | #DIV/0! | #DIV/0! | #DIV/0! | #DIV/0! | 0 | 0 | 0 | 0
1986-07-26 | Jul | 26 | 22:00 | 71.06 | 120 | 610.2362 | 36614.1744 | 0 | 0 | 0.044295 | 4.5703e-08 | 0.074773 | 0.014948 | 0.24 | 0.7112 | 0 | 0.83294 | 0.001883 | 0 | #DIV/0! | #DIV/0! | #DIV/0! | #DIV/0! | 0 | 0 | 0 | 0
1986-07-26 | Jul | 26 | 23:00 | 68 | 0 | 0 | 0 | 0 | 0 | 0.044084 | 4.5222e-08 | 0.075208 | 0.014868 | 0.24 | 0.7116 | 0 | 0.82372 | 0.0018939 | 0 | #DIV/0! | #DIV/0! | #DIV/0! | #DIV/0! | 0 | 0 | 0 | 0
1986-07-26 | Jul | 26 | 24:00 | 68 | 0 | 0 | 0 | 0 | 0 | 0.044084 | 4.5222e-08 | 0.075208 | 0.014868 | 0.24 | 0.7116 | 0 | 0.82372 | 0.0018939 | 0 | #DIV/0! | #DIV/0! | #DIV/0! | #DIV/0! | 0 | 0 | 0 | 0
1986-07-27 | Jul | 27 | 1:00 | 68 | 0 | 0 | 0 | 0 | 0 | 0.044084 | 4.5222e-08 | 0.075208 | 0.014868 | 0.24 | 0.7116 | 0 | 0.82372 | 0.0018939 | 0 | #DIV/0! | #DIV/0! | #DIV/0! | #DIV/0! | 0 | 0 | 0 | 0
1986-07-27 | Jul | 27 | 2:00 | 64.94 | 0 | 0 | 0 | 0 | 0 | 0.043835 | 4.4712e-08 | 0.075649 | 0.014788 | 0.24 | 0.7114 | 0 | 0.81454 | 0.001905 | 0 | #DIV/0! | #DIV/0! | #DIV/0! | #DIV/0! | 0 | 0 | 0 | 0
1986-07-27 | Jul | 27 | 3:00 | 64.94 | 0 | 0 | 0 | 0 | 0 | 0.043835 | 4.4712e-08 | 0.075649 | 0.014788 | 0.24 | 0.7114 | 0 | 0.81454 | 0.001905 | 0 | #DIV/0! | #DIV/0! | #DIV/0! | #DIV/0! | 0 | 0 | 0 | 0
1986-07-27 | Jul | 27 | 4:00 | 66.02 | 0 | 0 | 0 | 0 | 0 | 0.043923 | 4.4892e-08 | 0.075493 | 0.014817 | 0.24 | 0.71147 | 0 | 0.81776 | 0.0019011 | 0 | #DIV/0! | #DIV/0! | #DIV/0! | #DIV/0! | 0 | 0 | 0 | 0
1986-07-27 | Jul | 27 | 5:00 | 62.96 | 0 | 0 | 0 | 0 | 0 | 0.043675 | 4.4382e-08 | 0.075934 | 0.014737 | 0.24 | 0.71127 | 0 | 0.80865 | 0.0019122 | 0 | #DIV/0! | #DIV/0! | #DIV/0! | #DIV/0! | 0 | 0 | 0 | 0
1986-07-27 | Jul | 27 | 6:00 | 69.08 | 130 | 511.811 | 30708.6624 | 0 | 0 | 0.044171 | 4.5402e-08 | 0.075052 | 0.014896 | 0.24 | 0.71167 | 0 | 0.82698 | 0.0018901 | 0 | #DIV/0! | #DIV/0! | #DIV/0! | #DIV/0! | 0 | 0 | 0 | 0
1986-07-27 | Jul | 27 | 7:00 | 73.94 | 130 | 708.6614 | 42519.6864 | 0 | 0 | 0.044428 | 4.6103e-08 | 0.074372 | 0.015022 | 0.24 | 0.70979 | 0 | 0.84162 | 0.0018729 | 0 | #DIV/0! | #DIV/0! | #DIV/0! | #DIV/0! | 0 | 0 | 0 | 0
1986-07-27 | Jul | 27 | 8:00 | 78.08 | 130 | 807.0866 | 48425.1984 | 0 | 0 | 0.04462 | 4.6678e-08 | 0.073797 | 0.01513 | 0.24 | 0.70778 | 0 | 0.85426 | 0.0018585 | 0 | #DIV/0! | #DIV/0! | #DIV/0! | #DIV/0! | 0 | 0 | 0 | 0
1986-07-27 | Jul | 27 | 9:00 | 80.06 | 170 | 807.0866 | 48425.1984 | 0 | 0 | 0.044712 | 4.6953e-08 | 0.073522 | 0.015182 | 0.24 | 0.70683 | 0 | 0.86038 | 0.0018516 | 0 | #DIV/0! | #DIV/0! | #DIV/0! | #DIV/0! | 0 | 0 | 0 | 0
1986-07-27 | Jul | 27 | 10:00 | 82.94 | 170 | 1023.6221 | 61417.3248 | 0 | 0 | 0.044845 | 4.7353e-08 | 0.073136 | 0.015256 | 0.24 | 0.70546 | 0 | 0.86918 | 0.0018418 | 0 | #DIV/0! | #DIV/0! | #DIV/0! | #DIV/0! | 0 | 0 | 0 | 0
1986-07-27 | Jul | 27 | 11:00 | 84.02 | 190 | 807.0866 | 48425.1984 | 0 | 0 | 0.044895 | 4.7503e-08 | 0.072991 | 0.015285 | 0.24 | 0.70495 | 0 | 0.87251 | 0.0018382 | 0 | #DIV/0! | #DIV/0! | #DIV/0! | #DIV/0! | 0 | 0 | 0 | 0
1986-07-27 | Jul | 27 | 12:00 | 86 | 150 | 905.5118 | 54330.7104 | 0 | 0 | 0.044987 | 4.7778e-08 | 0.072726 | 0.015336 | 0.24 | 0.70402 | 0 | 0.87864 | 0.0018315 | 0 | #DIV/0! | #DIV/0! | #DIV/0! | #DIV/0! | 0 | 0 | 0 | 0
1986-07-27 | Jul | 27 | 13:00 | 87.08 | 140 | 1023.6221 | 61417.3248 | 0 | 0 | 0.045037 | 4.7928e-08 | 0.072581 | 0.015364 | 0.24 | 0.70352 | 0 | 0.882 | 0.0018279 | 0 | #DIV/0! | #DIV/0! | #DIV/0! | #DIV/0! | 0 | 0 | 0 | 0
1986-07-27 | Jul | 27 | 14:00 | 87.98 | 180 | 1417.3229 | 85039.3728 | 0 | 0 | 0.045079 | 4.8053e-08 | 0.072461 | 0.015387 | 0.24 | 0.7031 | 0 | 0.88482 | 0.0018249 | 0 | #DIV/0! | #DIV/0! | #DIV/0! | #DIV/0! | 0 | 0 | 0 | 0
1986-07-27 | Jul | 27 | 15:00 | 89.06 | 180 | 1122.0473 | 67322.8368 | 0 | 0 | 0.045129 | 4.8203e-08 | 0.072316 | 0.015416 | 0.24 | 0.7026 | 0 | 0.88821 | 0.0018213 | 0 | #DIV/0! | #DIV/0! | #DIV/0! | #DIV/0! | 0 | 0 | 0 | 0
1986-07-27 | Jul | 27 | 16:00 | 89.06 | 190 | 1220.4725 | 73228.3488 | 0 | 0 | 0.045129 | 4.8203e-08 | 0.072316 | 0.015416 | 0.24 | 0.7026 | 0 | 0.88821 | 0.0018213 | 0 | #DIV/0! | #DIV/0! | #DIV/0! | #DIV/0! | 0 | 0 | 0 | 0
1986-07-27 | Jul | 27 | 17:00 | 87.08 | 210 | 905.5118 | 54330.7104 | 0 | 0 | 0.045037 | 4.7928e-08 | 0.072581 | 0.015364 | 0.24 | 0.70352 | 0 | 0.882 | 0.0018279 | 0 | #DIV/0! | #DIV/0! | #DIV/0! | #DIV/0! | 0 | 0 | 0 | 0
1986-07-27 | Jul | 27 | 18:00 | 84.92 | 180 | 1220.4725 | 73228.3488 | 0 | 0 | 0.044937 | 4.7628e-08 | 0.072871 | 0.015308 | 0.24 | 0.70453 | 0 | 0.87529 | 0.0018351 | 0 | #DIV/0! | #DIV/0! | #DIV/0! | #DIV/0! | 0 | 0 | 0 | 0
1986-07-27 | Jul | 27 | 19:00 | 84.02 | 170 | 1023.6221 | 61417.3248 | 0 | 0 | 0.044895 | 4.7503e-08 | 0.072991 | 0.015285 | 0.24 | 0.70495 | 0 | 0.87251 | 0.0018382 | 0 | #DIV/0! | #DIV/0! | #DIV/0! | #DIV/0! | 0 | 0 | 0 | 0
1986-07-27 | Jul | 27 | 20:00 | 80.96 | 190 | 905.5118 | 54330.7104 | 0 | 0 | 0.044753 | 4.7078e-08 | 0.073401 | 0.015205 | 0.24 | 0.7064 | 0 | 0.86312 | 0.0018486 | 0 | #DIV/0! | #DIV/0! | #DIV/0! | #DIV/0! | 0 | 0 | 0 | 0
1986-07-27 | Jul | 27 | 21:00 | 80.06 | 180 | 807.0866 | 48425.1984 | 0 | 0 | 0.044712 | 4.6953e-08 | 0.073522 | 0.015182 | 0.24 | 0.70683 | 0 | 0.86038 | 0.0018516 | 0 | #DIV/0! | #DIV/0! | #DIV/0! | #DIV/0! | 0 | 0 | 0 | 0
1986-07-27 | Jul | 27 | 22:00 | 78.98 | 190 | 807.0866 | 48425.1984 | 0 | 0 | 0.044662 | 4.6803e-08 | 0.073672 | 0.015153 | 0.24 | 0.70735 | 0 | 0.85704 | 0.0018554 | 0 | #DIV/0! | #DIV/0! | #DIV/0! | #DIV/0! | 0 | 0 | 0 | 0
1986-07-27 | Jul | 27 | 23:00 | 78.08 | 190 | 1023.6221 | 61417.3248 | 0 | 0 | 0.04462 | 4.6678e-08 | 0.073797 | 0.01513 | 0.24 | 0.70778 | 0 | 0.85426 | 0.0018585 | 0 | #DIV/0! | #DIV/0! | #DIV/0! | #DIV/0! | 0 | 0 | 0 | 0
1986-07-27 | Jul | 27 | 24:00 | 77 | 250 | 511.811 | 30708.6624 | 0 | 0 | 0.04457 | 4.6528e-08 | 0.073947 | 0.015102 | 0.24 | 0.7083 | 0 | 0.85095 | 0.0018622 | 0 | #DIV/0! | #DIV/0! | #DIV/0! | #DIV/0! | 0 | 0 | 0 | 0
1986-07-28 | Jul | 28 | 1:00 | 66.02 | 320 | 1023.6221 | 61417.3248 | 0 | 0 | 0.043923 | 4.4892e-08 | 0.075493 | 0.014817 | 0.24 | 0.71147 | 0 | 0.81776 | 0.0019011 | 0 | #DIV/0! | #DIV/0! | #DIV/0! | #DIV/0! | 0 | 0 | 0 | 0
1986-07-28 | Jul | 28 | 2:00 | 66.02 | 180 | 708.6614 | 42519.6864 | 0 | 0 | 0.043923 | 4.4892e-08 | 0.075493 | 0.014817 | 0.24 | 0.71147 | 0 | 0.81776 | 0.0019011 | 0 | #DIV/0! | #DIV/0! | #DIV/0! | #DIV/0! | 0 | 0 | 0 | 0
1986-07-28 | Jul | 28 | 3:00 | 66.02 | 180 | 708.6614 | 42519.6864 | 0 | 0 | 0.043923 | 4.4892e-08 | 0.075493 | 0.014817 | 0.24 | 0.71147 | 0 | 0.81776 | 0.0019011 | 0 | #DIV/0! | #DIV/0! | #DIV/0! | #DIV/0! | 0 | 0 | 0 | 0
1986-07-28 | Jul | 28 | 4:00 | 66.02 | 180 | 295.2756 | 17716.536 | 0 | 0 | 0.043923 | 4.4892e-08 | 0.075493 | 0.014817 | 0.24 | 0.71147 | 0 | 0.81776 | 0.0019011 | 0 | #DIV/0! | #DIV/0! | #DIV/0! | #DIV/0! | 0 | 0 | 0 | 0
1986-07-28 | Jul | 28 | 5:00 | 66.92 | 190 | 511.811 | 30708.6624 | 0 | 0 | 0.043996 | 4.5042e-08 | 0.075364 | 0.01484 | 0.24 | 0.71153 | 0 | 0.82046 | 0.0018978 | 0 | #DIV/0! | #DIV/0! | #DIV/0! | #DIV/0! | 0 | 0 | 0 | 0
1986-07-28 | Jul | 28 | 6:00 | 68 | 180 | 511.811 | 30708.6624 | 0 | 0 | 0.044084 | 4.5222e-08 | 0.075208 | 0.014868 | 0.24 | 0.7116 | 0 | 0.82372 | 0.0018939 | 0 | #DIV/0! | #DIV/0! | #DIV/0! | #DIV/0! | 0 | 0 | 0 | 0
1986-07-28 | Jul | 28 | 7:00 | 71.96 | 140 | 511.811 | 30708.6624 | 0 | 0 | 0.044336 | 4.5828e-08 | 0.074648 | 0.014971 | 0.24 | 0.71076 | 0 | 0.83565 | 0.0018798 | 0 | #DIV/0! | #DIV/0! | #DIV/0! | #DIV/0! | 0 | 0 | 0 | 0
1986-07-28 | Jul | 28 | 8:00 | 75.02 | 230 | 413.3858 | 24803.1504 | 0 | 0 | 0.044478 | 4.6253e-08 | 0.074222 | 0.015051 | 0.24 | 0.70926 | 0 | 0.8449 | 0.0018691 | 0 | #DIV/0! | #DIV/0! | #DIV/0! | #DIV/0! | 0 | 0 | 0 | 0
1986-07-28 | Jul | 28 | 9:00 | 75.92 | 190 | 610.2362 | 36614.1744 | 0 | 0 | 0.04452 | 4.6378e-08 | 0.074097 | 0.015074 | 0.24 | 0.70883 | 0 | 0.84764 | 0.001866 | 0 | #DIV/0! | #DIV/0! | #DIV/0! | #DIV/0! | 0 | 0 | 0 | 0
1986-07-28 | Jul | 28 | 10:00 | 80.06 | 310 | 413.3858 | 24803.1504 | 0 | 0 | 0.044712 | 4.6953e-08 | 0.073522 | 0.015182 | 0.24 | 0.70683 | 0 | 0.86038 | 0.0018516 | 0 | #DIV/0! | #DIV/0! | #DIV/0! | #DIV/0! | 0 | 0 | 0 | 0
1986-07-28 | Jul | 28 | 11:00 | 82.94 | 310 | 1023.6221 | 61417.3248 | 0 | 0 | 0.044845 | 4.7353e-08 | 0.073136 | 0.015256 | 0.24 | 0.70546 | 0 | 0.86918 | 0.0018418 | 0 | #DIV/0! | #DIV/0! | #DIV/0! | #DIV/0! | 0 | 0 | 0 | 0
1986-07-28 | Jul | 28 | 12:00 | 84.92 | 260 | 1023.6221 | 61417.3248 | 0 | 0 | 0.044937 | 4.7628e-08 | 0.072871 | 0.015308 | 0.24 | 0.70453 | 0 | 0.87529 | 0.0018351 | 0 | #DIV/0! | #DIV/0! | #DIV/0! | #DIV/0! | 0 | 0 | 0 | 0
1986-07-28 | Jul | 28 | 13:00 | 86 | 300 | 1220.4725 | 73228.3488 | 0 | 0 | 0.044987 | 4.7778e-08 | 0.072726 | 0.015336 | 0.24 | 0.70402 | 0 | 0.87864 | 0.0018315 | 0 | #DIV/0! | #DIV/0! | #DIV/0! | #DIV/0! | 0 | 0 | 0 | 0
1986-07-28 | Jul | 28 | 14:00 | 86 | 310 | 1023.6221 | 61417.3248 | 0 | 0 | 0.044987 | 4.7778e-08 | 0.072726 | 0.015336 | 0.24 | 0.70402 | 0 | 0.87864 | 0.0018315 | 0 | #DIV/0! | #DIV/0! | #DIV/0! | #DIV/0! | 0 | 0 | 0 | 0
1986-07-28 | Jul | 28 | 15:00 | 84.92 | 320 | 1023.6221 | 61417.3248 | 0 | 0 | 0.044937 | 4.7628e-08 | 0.072871 | 0.015308 | 0.24 | 0.70453 | 0 | 0.87529 | 0.0018351 | 0 | #DIV/0! | #DIV/0! | #DIV/0! | #DIV/0! | 0 | 0 | 0 | 0
1986-07-28 | Jul | 28 | 16:00 | 78.98 | 30 | 1318.8977 | 79133.8608 | 0 | 0 | 0.044662 | 4.6803e-08 | 0.073672 | 0.015153 | 0.24 | 0.70735 | 0 | 0.85704 | 0.0018554 | 0 | #DIV/0! | #DIV/0! | #DIV/0! | #DIV/0! | 0 | 0 | 0 | 0
1986-07-28 | Jul | 28 | 17:00 | 80.06 | 30 | 905.5118 | 54330.7104 | 0 | 0 | 0.044712 | 4.6953e-08 | 0.073522 | 0.015182 | 0.24 | 0.70683 | 0 | 0.86038 | 0.0018516 | 0 | #DIV/0! | #DIV/0! | #DIV/0! | #DIV/0! | 0 | 0 | 0 | 0
1986-07-28 | Jul | 28 | 18:00 | 78.08 | 10 | 708.6614 | 42519.6864 | 0 | 0 | 0.04462 | 4.6678e-08 | 0.073797 | 0.01513 | 0.24 | 0.70778 | 0 | 0.85426 | 0.0018585 | 0 | #DIV/0! | #DIV/0! | #DIV/0! | #DIV/0! | 0 | 0 | 0 | 0
1986-07-28 | Jul | 28 | 19:00 | 77 | 340 | 807.0866 | 48425.1984 | 0 | 0 | 0.04457 | 4.6528e-08 | 0.073947 | 0.015102 | 0.24 | 0.7083 | 0 | 0.85095 | 0.0018622 | 0 | #DIV/0! | #DIV/0! | #DIV/0! | #DIV/0! | 0 | 0 | 0 | 0
1986-07-28 | Jul | 28 | 20:00 | 71.96 | 30 | 807.0866 | 48425.1984 | 0 | 0 | 0.044336 | 4.5828e-08 | 0.074648 | 0.014971 | 0.24 | 0.71076 | 0 | 0.83565 | 0.0018798 | 0 | #DIV/0! | #DIV/0! | #DIV/0! | #DIV/0! | 0 | 0 | 0 | 0
1986-07-28 | Jul | 28 | 21:00 | 71.06 | 50 | 610.2362 | 36614.1744 | 0 | 0 | 0.044295 | 4.5703e-08 | 0.074773 | 0.014948 | 0.24 | 0.7112 | 0 | 0.83294 | 0.001883 | 0 | #DIV/0! | #DIV/0! | #DIV/0! | #DIV/0! | 0 | 0 | 0 | 0
1986-07-28 | Jul | 28 | 22:00 | 69.98 | 20 | 413.3858 | 24803.1504 | 0 | 0 | 0.044244 | 4.5552e-08 | 0.074923 | 0.014919 | 0.24 | 0.71173 | 0 | 0.82971 | 0.0018869 | 0 | #DIV/0! | #DIV/0! | #DIV/0! | #DIV/0! | 0 | 0 | 0 | 0
1986-07-28 | Jul | 28 | 23:00 | 66.92 | 260 | 413.3858 | 24803.1504 | 0 | 0 | 0.043996 | 4.5042e-08 | 0.075364 | 0.01484 | 0.24 | 0.71153 | 0 | 0.82046 | 0.0018978 | 0 | #DIV/0! | #DIV/0! | #DIV/0! | #DIV/0! | 0 | 0 | 0 | 0
1986-07-28 | Jul | 28 | 24:00 | 66.92 | 260 | 511.811 | 30708.6624 | 0 | 0 | 0.043996 | 4.5042e-08 | 0.075364 | 0.01484 | 0.24 | 0.71153 | 0 | 0.82046 | 0.0018978 | 0 | #DIV/0! | #DIV/0! | #DIV/0! | #DIV/0! | 0 | 0 | 0 | 0
1986-07-29 | Jul | 29 | 1:00 | 68 | 280 | 511.811 | 30708.6624 | 0 | 0 | 0.044084 | 4.5222e-08 | 0.075208 | 0.014868 | 0.24 | 0.7116 | 0 | 0.82372 | 0.0018939 | 0 | #DIV/0! | #DIV/0! | #DIV/0! | #DIV/0! | 0 | 0 | 0 | 0
1986-07-29 | Jul | 29 | 2:00 | 68 | 280 | 708.6614 | 42519.6864 | 0 | 0 | 0.044084 | 4.5222e-08 | 0.075208 | 0.014868 | 0.24 | 0.7116 | 0 | 0.82372 | 0.0018939 | 0 | #DIV/0! | #DIV/0! | #DIV/0! | #DIV/0! | 0 | 0 | 0 | 0
1986-07-29 | Jul | 29 | 3:00 | 68 | 270 | 610.2362 | 36614.1744 | 0 | 0 | 0.044084 | 4.5222e-08 | 0.075208 | 0.014868 | 0.24 | 0.7116 | 0 | 0.82372 | 0.0018939 | 0 | #DIV/0! | #DIV/0! | #DIV/0! | #DIV/0! | 0 | 0 | 0 | 0
1986-07-29 | Jul | 29 | 4:00 | 68 | 280 | 708.6614 | 42519.6864 | 0 | 0 | 0.044084 | 4.5222e-08 | 0.075208 | 0.014868 | 0.24 | 0.7116 | 0 | 0.82372 | 0.0018939 | 0 | #DIV/0! | #DIV/0! | #DIV/0! | #DIV/0! | 0 | 0 | 0 | 0
1986-07-29 | Jul | 29 | 5:00 | 68 | 290 | 511.811 | 30708.6624 | 0 | 0 | 0.044084 | 4.5222e-08 | 0.075208 | 0.014868 | 0.24 | 0.7116 | 0 | 0.82372 | 0.0018939 | 0 | #DIV/0! | #DIV/0! | #DIV/0! | #DIV/0! | 0 | 0 | 0 | 0
1986-07-29 | Jul | 29 | 6:00 | 69.98 | 350 | 708.6614 | 42519.6864 | 0 | 0 | 0.044244 | 4.5552e-08 | 0.074923 | 0.014919 | 0.24 | 0.71173 | 0 | 0.82971 | 0.0018869 | 0 | #DIV/0! | #DIV/0! | #DIV/0! | #DIV/0! | 0 | 0 | 0 | 0
1986-07-29 | Jul | 29 | 7:00 | 71.96 | 360 | 1122.0473 | 67322.8368 | 0 | 0 | 0.044336 | 4.5828e-08 | 0.074648 | 0.014971 | 0.24 | 0.71076 | 0 | 0.83565 | 0.0018798 | 0 | #DIV/0! | #DIV/0! | #DIV/0! | #DIV/0! | 0 | 0 | 0 | 0
1986-07-29 | Jul | 29 | 8:00 | 73.94 | 30 | 1318.8977 | 79133.8608 | 0 | 0 | 0.044428 | 4.6103e-08 | 0.074372 | 0.015022 | 0.24 | 0.70979 | 0 | 0.84162 | 0.0018729 | 0 | #DIV/0! | #DIV/0! | #DIV/0! | #DIV/0! | 0 | 0 | 0 | 0
1986-07-29 | Jul | 29 | 9:00 | 75.92 | 20 | 807.0866 | 48425.1984 | 0 | 0 | 0.04452 | 4.6378e-08 | 0.074097 | 0.015074 | 0.24 | 0.70883 | 0 | 0.84764 | 0.001866 | 0 | #DIV/0! | #DIV/0! | #DIV/0! | #DIV/0! | 0 | 0 | 0 | 0
1986-07-29 | Jul | 29 | 10:00 | 77 | 350 | 413.3858 | 24803.1504 | 0 | 0 | 0.04457 | 4.6528e-08 | 0.073947 | 0.015102 | 0.24 | 0.7083 | 0 | 0.85095 | 0.0018622 | 0 | #DIV/0! | #DIV/0! | #DIV/0! | #DIV/0! | 0 | 0 | 0 | 0
1986-07-29 | Jul | 29 | 11:00 | 78.98 | 30 | 905.5118 | 54330.7104 | 0 | 0 | 0.044662 | 4.6803e-08 | 0.073672 | 0.015153 | 0.24 | 0.70735 | 0 | 0.85704 | 0.0018554 | 0 | #DIV/0! | #DIV/0! | #DIV/0! | #DIV/0! | 0 | 0 | 0 | 0
1986-07-29 | Jul | 29 | 12:00 | 80.06 | 340 | 708.6614 | 42519.6864 | 0 | 0 | 0.044712 | 4.6953e-08 | 0.073522 | 0.015182 | 0.24 | 0.70683 | 0 | 0.86038 | 0.0018516 | 0 | #DIV/0! | #DIV/0! | #DIV/0! | #DIV/0! | 0 | 0 | 0 | 0
1986-07-29 | Jul | 29 | 13:00 | 80.96 | 50 | 610.2362 | 36614.1744 | 0 | 0 | 0.044753 | 4.7078e-08 | 0.073401 | 0.015205 | 0.24 | 0.7064 | 0 | 0.86312 | 0.0018486 | 0 | #DIV/0! | #DIV/0! | #DIV/0! | #DIV/0! | 0 | 0 | 0 | 0
1986-07-29 | Jul | 29 | 14:00 | 82.04 | 30 | 413.3858 | 24803.1504 | 0 | 0 | 0.044804 | 4.7228e-08 | 0.073257 | 0.015233 | 0.24 | 0.70589 | 0 | 0.86642 | 0.0018449 | 0 | #DIV/0! | #DIV/0! | #DIV/0! | #DIV/0! | 0 | 0 | 0 | 0
1986-07-29 | Jul | 29 | 15:00 | 82.04 | 40 | 807.0866 | 48425.1984 | 0 | 0 | 0.044804 | 4.7228e-08 | 0.073257 | 0.015233 | 0.24 | 0.70589 | 0 | 0.86642 | 0.0018449 | 0 | #DIV/0! | #DIV/0! | #DIV/0! | #DIV/0! | 0 | 0 | 0 | 0
1986-07-29 | Jul | 29 | 16:00 | 80.96 | 30 | 807.0866 | 48425.1984 | 0 | 0 | 0.044753 | 4.7078e-08 | 0.073401 | 0.015205 | 0.24 | 0.7064 | 0 | 0.86312 | 0.0018486 | 0 | #DIV/0! | #DIV/0! | #DIV/0! | #DIV/0! | 0 | 0 | 0 | 0
1986-07-29 | Jul | 29 | 17:00 | 80.06 | 10 | 708.6614 | 42519.6864 | 0 | 0 | 0.044712 | 4.6953e-08 | 0.073522 | 0.015182 | 0.24 | 0.70683 | 0 | 0.86038 | 0.0018516 | 0 | #DIV/0! | #DIV/0! | #DIV/0! | #DIV/0! | 0 | 0 | 0 | 0
1986-07-29 | Jul | 29 | 18:00 | 78.08 | 40 | 708.6614 | 42519.6864 | 0 | 0 | 0.04462 | 4.6678e-08 | 0.073797 | 0.01513 | 0.24 | 0.70778 | 0 | 0.85426 | 0.0018585 | 0 | #DIV/0! | #DIV/0! | #DIV/0! | #DIV/0! | 0 | 0 | 0 | 0
1986-07-29 | Jul | 29 | 19:00 | 75.02 | 50 | 807.0866 | 48425.1984 | 0 | 0 | 0.044478 | 4.6253e-08 | 0.074222 | 0.015051 | 0.24 | 0.70926 | 0 | 0.8449 | 0.0018691 | 0 | #DIV/0! | #DIV/0! | #DIV/0! | #DIV/0! | 0 | 0 | 0 | 0
1986-07-29 | Jul | 29 | 20:00 | 73.04 | 50 | 511.811 | 30708.6624 | 0 | 0 | 0.044387 | 4.5978e-08 | 0.074497 | 0.014999 | 0.24 | 0.71023 | 0 | 0.8389 | 0.001876 | 0 | #DIV/0! | #DIV/0! | #DIV/0! | #DIV/0! | 0 | 0 | 0 | 0
1986-07-29 | Jul | 29 | 21:00 | 71.06 | 0 | 0 | 0 | 0 | 0 | 0.044295 | 4.5703e-08 | 0.074773 | 0.014948 | 0.24 | 0.7112 | 0 | 0.83294 | 0.001883 | 0 | #DIV/0! | #DIV/0! | #DIV/0! | #DIV/0! | 0 | 0 | 0 | 0
1986-07-29 | Jul | 29 | 22:00 | 69.98 | 150 | 413.3858 | 24803.1504 | 0 | 0 | 0.044244 | 4.5552e-08 | 0.074923 | 0.014919 | 0.24 | 0.71173 | 0 | 0.82971 | 0.0018869 | 0 | #DIV/0! | #DIV/0! | #DIV/0! | #DIV/0! | 0 | 0 | 0 | 0
1986-07-29 | Jul | 29 | 23:00 | 64.94 | 0 | 0 | 0 | 0 | 0 | 0.043835 | 4.4712e-08 | 0.075649 | 0.014788 | 0.24 | 0.7114 | 0 | 0.81454 | 0.001905 | 0 | #DIV/0! | #DIV/0! | #DIV/0! | #DIV/0! | 0 | 0 | 0 | 0
1986-07-29 | Jul | 29 | 24:00 | 64.04 | 0 | 0 | 0 | 0 | 0 | 0.043762 | 4.4562e-08 | 0.075778 | 0.014765 | 0.24 | 0.71134 | 0 | 0.81186 | 0.0019083 | 0 | #DIV/0! | #DIV/0! | #DIV/0! | #DIV/0! | 0 | 0 | 0 | 0
1986-07-30 | Jul | 30 | 1:00 | 64.04 | 0 | 0 | 0 | 0 | 0 | 0.043762 | 4.4562e-08 | 0.075778 | 0.014765 | 0.24 | 0.71134 | 0 | 0.81186 | 0.0019083 | 0 | #DIV/0! | #DIV/0! | #DIV/0! | #DIV/0! | 0 | 0 | 0 | 0
1986-07-30 | Jul | 30 | 2:00 | 64.04 | 0 | 0 | 0 | 0 | 0 | 0.043762 | 4.4562e-08 | 0.075778 | 0.014765 | 0.24 | 0.71134 | 0 | 0.81186 | 0.0019083 | 0 | #DIV/0! | #DIV/0! | #DIV/0! | #DIV/0! | 0 | 0 | 0 | 0
1986-07-30 | Jul | 30 | 3:00 | 60.08 | 260 | 413.3858 | 24803.1504 | 0 | 0 | 0.043441 | 4.3902e-08 | 0.076348 | 0.014662 | 0.24 | 0.71108 | 0 | 0.80017 | 0.0019228 | 0 | #DIV/0! | #DIV/0! | #DIV/0! | #DIV/0! | 0 | 0 | 0 | 0
1986-07-30 | Jul | 30 | 4:00 | 60.98 | 0 | 0 | 0 | 0 | 0 | 0.043514 | 4.4052e-08 | 0.076219 | 0.014685 | 0.24 | 0.71114 | 0 | 0.80281 | 0.0019195 | 0 | #DIV/0! | #DIV/0! | #DIV/0! | #DIV/0! | 0 | 0 | 0 | 0
1986-07-30 | Jul | 30 | 5:00 | 60.08 | 0 | 0 | 0 | 0 | 0 | 0.043441 | 4.3902e-08 | 0.076348 | 0.014662 | 0.24 | 0.71108 | 0 | 0.80017 | 0.0019228 | 0 | #DIV/0! | #DIV/0! | #DIV/0! | #DIV/0! | 0 | 0 | 0 | 0
1986-07-30 | Jul | 30 | 6:00 | 62.06 | 0 | 0 | 0 | 0 | 0 | 0.043602 | 4.4232e-08 | 0.076063 | 0.014714 | 0.24 | 0.71121 | 0 | 0.80599 | 0.0019155 | 0 | #DIV/0! | #DIV/0! | #DIV/0! | #DIV/0! | 0 | 0 | 0 | 0
1986-07-30 | Jul | 30 | 7:00 | 68 | 0 | 0 | 0 | 0 | 0 | 0.044084 | 4.5222e-08 | 0.075208 | 0.014868 | 0.24 | 0.7116 | 0 | 0.82372 | 0.0018939 | 0 | #DIV/0! | #DIV/0! | #DIV/0! | #DIV/0! | 0 | 0 | 0 | 0
1986-07-30 | Jul | 30 | 8:00 | 73.04 | 180 | 413.3858 | 24803.1504 | 0 | 0 | 0.044387 | 4.5978e-08 | 0.074497 | 0.014999 | 0.24 | 0.71023 | 0 | 0.8389 | 0.001876 | 0 | #DIV/0! | #DIV/0! | #DIV/0! | #DIV/0! | 0 | 0 | 0 | 0
1986-07-30 | Jul | 30 | 9:00 | 75.02 | 190 | 511.811 | 30708.6624 | 0 | 0 | 0.044478 | 4.6253e-08 | 0.074222 | 0.015051 | 0.24 | 0.70926 | 0 | 0.8449 | 0.0018691 | 0 | #DIV/0! | #DIV/0! | #DIV/0! | #DIV/0! | 0 | 0 | 0 | 0
1986-07-30 | Jul | 30 | 10:00 | 78.08 | 180 | 807.0866 | 48425.1984 | 0 | 0 | 0.04462 | 4.6678e-08 | 0.073797 | 0.01513 | 0.24 | 0.70778 | 0 | 0.85426 | 0.0018585 | 0 | #DIV/0! | #DIV/0! | #DIV/0! | #DIV/0! | 0 | 0 | 0 | 0
1986-07-30 | Jul | 30 | 11:00 | 82.04 | 170 | 610.2362 | 36614.1744 | 0 | 0 | 0.044804 | 4.7228e-08 | 0.073257 | 0.015233 | 0.24 | 0.70589 | 0 | 0.86642 | 0.0018449 | 0 | #DIV/0! | #DIV/0! | #DIV/0! | #DIV/0! | 0 | 0 | 0 | 0
1986-07-30 | Jul | 30 | 12:00 | 84.92 | 130 | 708.6614 | 42519.6864 | 0 | 0 | 0.044937 | 4.7628e-08 | 0.072871 | 0.015308 | 0.24 | 0.70453 | 0 | 0.87529 | 0.0018351 | 0 | #DIV/0! | #DIV/0! | #DIV/0! | #DIV/0! | 0 | 0 | 0 | 0
1986-07-30 | Jul | 30 | 13:00 | 84.02 | 130 | 1220.4725 | 73228.3488 | 0 | 0 | 0.044895 | 4.7503e-08 | 0.072991 | 0.015285 | 0.24 | 0.70495 | 0 | 0.87251 | 0.0018382 | 0 | #DIV/0! | #DIV/0! | #DIV/0! | #DIV/0! | 0 | 0 | 0 | 0
1986-07-30 | Jul | 30 | 14:00 | 82.94 | 130 | 807.0866 | 48425.1984 | 0 | 0 | 0.044845 | 4.7353e-08 | 0.073136 | 0.015256 | 0.24 | 0.70546 | 0 | 0.86918 | 0.0018418 | 0 | #DIV/0! | #DIV/0! | #DIV/0! | #DIV/0! | 0 | 0 | 0 | 0
1986-07-30 | Jul | 30 | 15:00 | 84.02 | 130 | 610.2362 | 36614.1744 | 0 | 0 | 0.044895 | 4.7503e-08 | 0.072991 | 0.015285 | 0.24 | 0.70495 | 0 | 0.87251 | 0.0018382 | 0 | #DIV/0! | #DIV/0! | #DIV/0! | #DIV/0! | 0 | 0 | 0 | 0
1986-07-30 | Jul | 30 | 16:00 | 84.02 | 120 | 905.5118 | 54330.7104 | 0 | 0 | 0.044895 | 4.7503e-08 | 0.072991 | 0.015285 | 0.24 | 0.70495 | 0 | 0.87251 | 0.0018382 | 0 | #DIV/0! | #DIV/0! | #DIV/0! | #DIV/0! | 0 | 0 | 0 | 0
1986-07-30 | Jul | 30 | 17:00 | 84.02 | 150 | 1023.6221 | 61417.3248 | 0 | 0 | 0.044895 | 4.7503e-08 | 0.072991 | 0.015285 | 0.24 | 0.70495 | 0 | 0.87251 | 0.0018382 | 0 | #DIV/0! | #DIV/0! | #DIV/0! | #DIV/0! | 0 | 0 | 0 | 0
1986-07-30 | Jul | 30 | 18:00 | 82.94 | 160 | 708.6614 | 42519.6864 | 0 | 0 | 0.044845 | 4.7353e-08 | 0.073136 | 0.015256 | 0.24 | 0.70546 | 0 | 0.86918 | 0.0018418 | 0 | #DIV/0! | #DIV/0! | #DIV/0! | #DIV/0! | 0 | 0 | 0 | 0
1986-07-30 | Jul | 30 | 19:00 | 80.06 | 190 | 807.0866 | 48425.1984 | 0 | 0 | 0.044712 | 4.6953e-08 | 0.073522 | 0.015182 | 0.24 | 0.70683 | 0 | 0.86038 | 0.0018516 | 0 | #DIV/0! | #DIV/0! | #DIV/0! | #DIV/0! | 0 | 0 | 0 | 0
1986-07-30 | Jul | 30 | 20:00 | 78.08 | 180 | 610.2362 | 36614.1744 | 0 | 0 | 0.04462 | 4.6678e-08 | 0.073797 | 0.01513 | 0.24 | 0.70778 | 0 | 0.85426 | 0.0018585 | 0 | #DIV/0! | #DIV/0! | #DIV/0! | #DIV/0! | 0 | 0 | 0 | 0
1986-07-30 | Jul | 30 | 21:00 | 75.92 | 180 | 610.2362 | 36614.1744 | 0 | 0 | 0.04452 | 4.6378e-08 | 0.074097 | 0.015074 | 0.24 | 0.70883 | 0 | 0.84764 | 0.001866 | 0 | #DIV/0! | #DIV/0! | #DIV/0! | #DIV/0! | 0 | 0 | 0 | 0
1986-07-30 | Jul | 30 | 22:00 | 75.02 | 170 | 708.6614 | 42519.6864 | 0 | 0 | 0.044478 | 4.6253e-08 | 0.074222 | 0.015051 | 0.24 | 0.70926 | 0 | 0.8449 | 0.0018691 | 0 | #DIV/0! | #DIV/0! | #DIV/0! | #DIV/0! | 0 | 0 | 0 | 0
1986-07-30 | Jul | 30 | 23:00 | 71.96 | 170 | 511.811 | 30708.6624 | 0 | 0 | 0.044336 | 4.5828e-08 | 0.074648 | 0.014971 | 0.24 | 0.71076 | 0 | 0.83565 | 0.0018798 | 0 | #DIV/0! | #DIV/0! | #DIV/0! | #DIV/0! | 0 | 0 | 0 | 0
1986-07-30 | Jul | 30 | 24:00 | 71.06 | 170 | 295.2756 | 17716.536 | 0 | 0 | 0.044295 | 4.5703e-08 | 0.074773 | 0.014948 | 0.24 | 0.7112 | 0 | 0.83294 | 0.001883 | 0 | #DIV/0! | #DIV/0! | #DIV/0! | #DIV/0! | 0 | 0 | 0 | 0
1986-07-31 | Jul | 31 | 1:00 | 66.92 | 0 | 0 | 0 | 0 | 0 | 0.043996 | 4.5042e-08 | 0.075364 | 0.01484 | 0.24 | 0.71153 | 0 | 0.82046 | 0.0018978 | 0 | #DIV/0! | #DIV/0! | #DIV/0! | #DIV/0! | 0 | 0 | 0 | 0
1986-07-31 | Jul | 31 | 2:00 | 69.98 | 150 | 511.811 | 30708.6624 | 0 | 0 | 0.044244 | 4.5552e-08 | 0.074923 | 0.014919 | 0.24 | 0.71173 | 0 | 0.82971 | 0.0018869 | 0 | #DIV/0! | #DIV/0! | #DIV/0! | #DIV/0! | 0 | 0 | 0 | 0
1986-07-31 | Jul | 31 | 3:00 | 69.98 | 150 | 413.3858 | 24803.1504 | 0 | 0 | 0.044244 | 4.5552e-08 | 0.074923 | 0.014919 | 0.24 | 0.71173 | 0 | 0.82971 | 0.0018869 | 0 | #DIV/0! | #DIV/0! | #DIV/0! | #DIV/0! | 0 | 0 | 0 | 0
1986-07-31 | Jul | 31 | 4:00 | 69.08 | 0 | 0 | 0 | 0 | 0 | 0.044171 | 4.5402e-08 | 0.075052 | 0.014896 | 0.24 | 0.71167 | 0 | 0.82698 | 0.0018901 | 0 | #DIV/0! | #DIV/0! | #DIV/0! | #DIV/0! | 0 | 0 | 0 | 0
1986-07-31 | Jul | 31 | 5:00 | 66.02 | 0 | 0 | 0 | 0 | 0 | 0.043923 | 4.4892e-08 | 0.075493 | 0.014817 | 0.24 | 0.71147 | 0 | 0.81776 | 0.0019011 | 0 | #DIV/0! | #DIV/0! | #DIV/0! | #DIV/0! | 0 | 0 | 0 | 0
1986-07-31 | Jul | 31 | 6:00 | 71.06 | 0 | 0 | 0 | 0 | 0 | 0.044295 | 4.5703e-08 | 0.074773 | 0.014948 | 0.24 | 0.7112 | 0 | 0.83294 | 0.001883 | 0 | #DIV/0! | #DIV/0! | #DIV/0! | #DIV/0! | 0 | 0 | 0 | 0
1986-07-31 | Jul | 31 | 7:00 | 75.02 | 190 | 807.0866 | 48425.1984 | 0 | 0 | 0.044478 | 4.6253e-08 | 0.074222 | 0.015051 | 0.24 | 0.70926 | 0 | 0.8449 | 0.0018691 | 0 | #DIV/0! | #DIV/0! | #DIV/0! | #DIV/0! | 0 | 0 | 0 | 0
1986-07-31 | Jul | 31 | 8:00 | 75.92 | 220 | 413.3858 | 24803.1504 | 0 | 0 | 0.04452 | 4.6378e-08 | 0.074097 | 0.015074 | 0.24 | 0.70883 | 0 | 0.84764 | 0.001866 | 0 | #DIV/0! | #DIV/0! | #DIV/0! | #DIV/0! | 0 | 0 | 0 | 0
1986-07-31 | Jul | 31 | 9:00 | 80.06 | 0 | 0 | 0 | 0 | 0 | 0.044712 | 4.6953e-08 | 0.073522 | 0.015182 | 0.24 | 0.70683 | 0 | 0.86038 | 0.0018516 | 0 | #DIV/0! | #DIV/0! | #DIV/0! | #DIV/0! | 0 | 0 | 0 | 0
1986-07-31 | Jul | 31 | 10:00 | 82.94 | 140 | 413.3858 | 24803.1504 | 0 | 0 | 0.044845 | 4.7353e-08 | 0.073136 | 0.015256 | 0.24 | 0.70546 | 0 | 0.86918 | 0.0018418 | 0 | #DIV/0! | #DIV/0! | #DIV/0! | #DIV/0! | 0 | 0 | 0 | 0
1986-07-31 | Jul | 31 | 11:00 | 84.92 | 270 | 708.6614 | 42519.6864 | 0 | 0 | 0.044937 | 4.7628e-08 | 0.072871 | 0.015308 | 0.24 | 0.70453 | 0 | 0.87529 | 0.0018351 | 0 | #DIV/0! | #DIV/0! | #DIV/0! | #DIV/0! | 0 | 0 | 0 | 0
1986-07-31 | Jul | 31 | 12:00 | 87.08 | 240 | 511.811 | 30708.6624 | 0 | 0 | 0.045037 | 4.7928e-08 | 0.072581 | 0.015364 | 0.24 | 0.70352 | 0 | 0.882 | 0.0018279 | 0 | #DIV/0! | #DIV/0! | #DIV/0! | #DIV/0! | 0 | 0 | 0 | 0
1986-07-31 | Jul | 31 | 13:00 | 89.06 | 290 | 905.5118 | 54330.7104 | 0 | 0 | 0.045129 | 4.8203e-08 | 0.072316 | 0.015416 | 0.24 | 0.7026 | 0 | 0.88821 | 0.0018213 | 0 | #DIV/0! | #DIV/0! | #DIV/0! | #DIV/0! | 0 | 0 | 0 | 0
1986-07-31 | Jul | 31 | 14:00 | 87.98 | 280 | 905.5118 | 54330.7104 | 0 | 0 | 0.045079 | 4.8053e-08 | 0.072461 | 0.015387 | 0.24 | 0.7031 | 0 | 0.88482 | 0.0018249 | 0 | #DIV/0! | #DIV/0! | #DIV/0! | #DIV/0! | 0 | 0 | 0 | 0
1986-07-31 | Jul | 31 | 15:00 | 82.94 | 320 | 1318.8977 | 79133.8608 | 0 | 0 | 0.044845 | 4.7353e-08 | 0.073136 | 0.015256 | 0.24 | 0.70546 | 0 | 0.86918 | 0.0018418 | 0 | #DIV/0! | #DIV/0! | #DIV/0! | #DIV/0! | 0 | 0 | 0 | 0
1986-07-31 | Jul | 31 | 16:00 | 84.92 | 350 | 905.5118 | 54330.7104 | 0 | 0 | 0.044937 | 4.7628e-08 | 0.072871 | 0.015308 | 0.24 | 0.70453 | 0 | 0.87529 | 0.0018351 | 0 | #DIV/0! | #DIV/0! | #DIV/0! | #DIV/0! | 0 | 0 | 0 | 0
1986-07-31 | Jul | 31 | 17:00 | 80.06 | 140 | 511.811 | 30708.6624 | 0 | 0 | 0.044712 | 4.6953e-08 | 0.073522 | 0.015182 | 0.24 | 0.70683 | 0 | 0.86038 | 0.0018516 | 0 | #DIV/0! | #DIV/0! | #DIV/0! | #DIV/0! | 0 | 0 | 0 | 0
1986-07-31 | Jul | 31 | 18:00 | 80.06 | 340 | 807.0866 | 48425.1984 | 0 | 0 | 0.044712 | 4.6953e-08 | 0.073522 | 0.015182 | 0.24 | 0.70683 | 0 | 0.86038 | 0.0018516 | 0 | #DIV/0! | #DIV/0! | #DIV/0! | #DIV/0! | 0 | 0 | 0 | 0
1986-07-31 | Jul | 31 | 19:00 | 78.08 | 330 | 807.0866 | 48425.1984 | 0 | 0 | 0.04462 | 4.6678e-08 | 0.073797 | 0.01513 | 0.24 | 0.70778 | 0 | 0.85426 | 0.0018585 | 0 | #DIV/0! | #DIV/0! | #DIV/0! | #DIV/0! | 0 | 0 | 0 | 0
1986-07-31 | Jul | 31 | 20:00 | 77 | 320 | 610.2362 | 36614.1744 | 0 | 0 | 0.04457 | 4.6528e-08 | 0.073947 | 0.015102 | 0.24 | 0.7083 | 0 | 0.85095 | 0.0018622 | 0 | #DIV/0! | #DIV/0! | #DIV/0! | #DIV/0! | 0 | 0 | 0 | 0
1986-07-31 | Jul | 31 | 21:00 | 75.02 | 330 | 905.5118 | 54330.7104 | 0 | 0 | 0.044478 | 4.6253e-08 | 0.074222 | 0.015051 | 0.24 | 0.70926 | 0 | 0.8449 | 0.0018691 | 0 | #DIV/0! | #DIV/0! | #DIV/0! | #DIV/0! | 0 | 0 | 0 | 0
1986-07-31 | Jul | 31 | 22:00 | 73.4 | 330 | 846.4567 | 50787.4032 | 0 | 0 | 0.044403 | 4.6028e-08 | 0.074447 | 0.015008 | 0.24 | 0.71005 | 0 | 0.83999 | 0.0018748 | 0 | #DIV/0! | #DIV/0! | #DIV/0! | #DIV/0! | 0 | 0 | 0 | 0
1986-07-31 | Jul | 31 | 23:00 | 71.96 | 330 | 787.4016 | 47244.096 | 0 | 0 | 0.044336 | 4.5828e-08 | 0.074648 | 0.014971 | 0.24 | 0.71076 | 0 | 0.83565 | 0.0018798 | 0 | #DIV/0! | #DIV/0! | #DIV/0! | #DIV/0! | 0 | 0 | 0 | 0
1986-07-31 | Jul | 31 | 24:00 | 70.34 | 300 | 728.3465 | 43700.7888 | 0 | 0 | 0.044261 | 4.5603e-08 | 0.074873 | 0.014929 | 0.24 | 0.71156 | 0 | 0.83079 | 0.0018856 | 0 | #DIV/0! | #DIV/0! | #DIV/0! | #DIV/0! | 0 | 0 | 0 | 0
1989-08-01 | Aug | 1 | 1:00 | 68.72 | 10 | 688.9764 | 41338.584 | 0 | 0 | 0.044142 | 4.5342e-08 | 0.075104 | 0.014887 | 0.24 | 0.71164 | 0 | 0.82589 | 0.0018914 | 0 | #DIV/0! | #DIV/0! | #DIV/0! | #DIV/0! | 0 | 0 | 0 | 0
1989-08-01 | Aug | 1 | 2:00 | 67.1 | 360 | 629.9213 | 37795.2768 | 0 | 0 | 0.044011 | 4.5072e-08 | 0.075338 | 0.014845 | 0.24 | 0.71154 | 0 | 0.821 | 0.0018972 | 0 | #DIV/0! | #DIV/0! | #DIV/0! | #DIV/0! | 0 | 0 | 0 | 0
1989-08-01 | Aug | 1 | 3:00 | 65.66 | 350 | 570.8662 | 34251.9696 | 0 | 0 | 0.043894 | 4.4832e-08 | 0.075545 | 0.014807 | 0.24 | 0.71145 | 0 | 0.81669 | 0.0019024 | 0 | #DIV/0! | #DIV/0! | #DIV/0! | #DIV/0! | 0 | 0 | 0 | 0
1989-08-01 | Aug | 1 | 4:00 | 64.04 | 330 | 511.811 | 30708.6624 | 0 | 0 | 0.043762 | 4.4562e-08 | 0.075778 | 0.014765 | 0.24 | 0.71134 | 0 | 0.81186 | 0.0019083 | 0 | #DIV/0! | #DIV/0! | #DIV/0! | #DIV/0! | 0 | 0 | 0 | 0
1989-08-01 | Aug | 1 | 5:00 | 64.04 | 10 | 511.811 | 30708.6624 | 0 | 0 | 0.043762 | 4.4562e-08 | 0.075778 | 0.014765 | 0.24 | 0.71134 | 0 | 0.81186 | 0.0019083 | 0 | #DIV/0! | #DIV/0! | #DIV/0! | #DIV/0! | 0 | 0 | 0 | 0
1989-08-01 | Aug | 1 | 6:00 | 64.94 | 350 | 413.3858 | 24803.1504 | 0 | 0 | 0.043835 | 4.4712e-08 | 0.075649 | 0.014788 | 0.24 | 0.7114 | 0 | 0.81454 | 0.001905 | 0 | #DIV/0! | #DIV/0! | #DIV/0! | #DIV/0! | 0 | 0 | 0 | 0
1989-08-01 | Aug | 1 | 7:00 | 68 | 340 | 610.2362 | 36614.1744 | 0 | 0 | 0.044084 | 4.5222e-08 | 0.075208 | 0.014868 | 0.24 | 0.7116 | 0 | 0.82372 | 0.0018939 | 0 | #DIV/0! | #DIV/0! | #DIV/0! | #DIV/0! | 0 | 0 | 0 | 0
1989-08-01 | Aug | 1 | 8:00 | 71.96 | 30 | 807.0866 | 48425.1984 | 0 | 0 | 0.044336 | 4.5828e-08 | 0.074648 | 0.014971 | 0.24 | 0.71076 | 0 | 0.83565 | 0.0018798 | 0 | #DIV/0! | #DIV/0! | #DIV/0! | #DIV/0! | 0 | 0 | 0 | 0
1989-08-01 | Aug | 1 | 9:00 | 75.02 | 70 | 807.0866 | 48425.1984 | 0 | 0 | 0.044478 | 4.6253e-08 | 0.074222 | 0.015051 | 0.24 | 0.70926 | 0 | 0.8449 | 0.0018691 | 0 | #DIV/0! | #DIV/0! | #DIV/0! | #DIV/0! | 0 | 0 | 0 | 0
1989-08-01 | Aug | 1 | 10:00 | 78.08 | 110 | 413.3858 | 24803.1504 | 0 | 0 | 0.04462 | 4.6678e-08 | 0.073797 | 0.01513 | 0.24 | 0.70778 | 0 | 0.85426 | 0.0018585 | 0 | #DIV/0! | #DIV/0! | #DIV/0! | #DIV/0! | 0 | 0 | 0 | 0
1989-08-01 | Aug | 1 | 11:00 | 80.06 | 50 | 511.811 | 30708.6624 | 0 | 0 | 0.044712 | 4.6953e-08 | 0.073522 | 0.015182 | 0.24 | 0.70683 | 0 | 0.86038 | 0.0018516 | 0 | #DIV/0! | #DIV/0! | #DIV/0! | #DIV/0! | 0 | 0 | 0 | 0
1989-08-01 | Aug | 1 | 12:00 | 80.96 | 360 | 610.2362 | 36614.1744 | 0 | 0 | 0.044753 | 4.7078e-08 | 0.073401 | 0.015205 | 0.24 | 0.7064 | 0 | 0.86312 | 0.0018486 | 0 | #DIV/0! | #DIV/0! | #DIV/0! | #DIV/0! | 0 | 0 | 0 | 0
1989-08-01 | Aug | 1 | 13:00 | 80.96 | 50 | 610.2362 | 36614.1744 | 0 | 0 | 0.044753 | 4.7078e-08 | 0.073401 | 0.015205 | 0.24 | 0.7064 | 0 | 0.86312 | 0.0018486 | 0 | #DIV/0! | #DIV/0! | #DIV/0! | #DIV/0! | 0 | 0 | 0 | 0
1989-08-01 | Aug | 1 | 14:00 | 82.04 | 90 | 610.2362 | 36614.1744 | 0 | 0 | 0.044804 | 4.7228e-08 | 0.073257 | 0.015233 | 0.24 | 0.70589 | 0 | 0.86642 | 0.0018449 | 0 | #DIV/0! | #DIV/0! | #DIV/0! | #DIV/0! | 0 | 0 | 0 | 0
1989-08-01 | Aug | 1 | 15:00 | 80.06 | 70 | 807.0866 | 48425.1984 | 0 | 0 | 0.044712 | 4.6953e-08 | 0.073522 | 0.015182 | 0.24 | 0.70683 | 0 | 0.86038 | 0.0018516 | 0 | #DIV/0! | #DIV/0! | #DIV/0! | #DIV/0! | 0 | 0 | 0 | 0
1989-08-01 | Aug | 1 | 16:00 | 82.04 | 50 | 708.6614 | 42519.6864 | 0 | 0 | 0.044804 | 4.7228e-08 | 0.073257 | 0.015233 | 0.24 | 0.70589 | 0 | 0.86642 | 0.0018449 | 0 | #DIV/0! | #DIV/0! | #DIV/0! | #DIV/0! | 0 | 0 | 0 | 0
1989-08-01 | Aug | 1 | 17:00 | 80.96 | 130 | 413.3858 | 24803.1504 | 0 | 0 | 0.044753 | 4.7078e-08 | 0.073401 | 0.015205 | 0.24 | 0.7064 | 0 | 0.86312 | 0.0018486 | 0 | #DIV/0! | #DIV/0! | #DIV/0! | #DIV/0! | 0 | 0 | 0 | 0
1989-08-01 | Aug | 1 | 18:00 | 78.98 | 140 | 413.3858 | 24803.1504 | 0 | 0 | 0.044662 | 4.6803e-08 | 0.073672 | 0.015153 | 0.24 | 0.70735 | 0 | 0.85704 | 0.0018554 | 0 | #DIV/0! | #DIV/0! | #DIV/0! | #DIV/0! | 0 | 0 | 0 | 0
1989-08-01 | Aug | 1 | 19:00 | 78.98 | 40 | 708.6614 | 42519.6864 | 0 | 0 | 0.044662 | 4.6803e-08 | 0.073672 | 0.015153 | 0.24 | 0.70735 | 0 | 0.85704 | 0.0018554 | 0 | #DIV/0! | #DIV/0! | #DIV/0! | #DIV/0! | 0 | 0 | 0 | 0
1989-08-01 | Aug | 1 | 20:00 | 73.94 | 130 | 511.811 | 30708.6624 | 0 | 0 | 0.044428 | 4.6103e-08 | 0.074372 | 0.015022 | 0.24 | 0.70979 | 0 | 0.84162 | 0.0018729 | 0 | #DIV/0! | #DIV/0! | #DIV/0! | #DIV/0! | 0 | 0 | 0 | 0
1989-08-01 | Aug | 1 | 21:00 | 73.04 | 130 | 413.3858 | 24803.1504 | 0 | 0 | 0.044387 | 4.5978e-08 | 0.074497 | 0.014999 | 0.24 | 0.71023 | 0 | 0.8389 | 0.001876 | 0 | #DIV/0! | #DIV/0! | #DIV/0! | #DIV/0! | 0 | 0 | 0 | 0
1989-08-01 | Aug | 1 | 22:00 | 66.02 | 230 | 295.2756 | 17716.536 | 0 | 0 | 0.043923 | 4.4892e-08 | 0.075493 | 0.014817 | 0.24 | 0.71147 | 0 | 0.81776 | 0.0019011 | 0 | #DIV/0! | #DIV/0! | #DIV/0! | #DIV/0! | 0 | 0 | 0 | 0
1989-08-01 | Aug | 1 | 23:00 | 66.02 | 0 | 0 | 0 | 0 | 0 | 0.043923 | 4.4892e-08 | 0.075493 | 0.014817 | 0.24 | 0.71147 | 0 | 0.81776 | 0.0019011 | 0 | #DIV/0! | #DIV/0! | #DIV/0! | #DIV/0! | 0 | 0 | 0 | 0
1989-08-01 | Aug | 1 | 24:00 | 64.94 | 230 | 413.3858 | 24803.1504 | 0 | 0 | 0.043835 | 4.4712e-08 | 0.075649 | 0.014788 | 0.24 | 0.7114 | 0 | 0.81454 | 0.001905 | 0 | #DIV/0! | #DIV/0! | #DIV/0! | #DIV/0! | 0 | 0 | 0 | 0
1989-08-02 | Aug | 2 | 1:00 | 64.04 | 230 | 413.3858 | 24803.1504 | 0 | 0 | 0.043762 | 4.4562e-08 | 0.075778 | 0.014765 | 0.24 | 0.71134 | 0 | 0.81186 | 0.0019083 | 0 | #DIV/0! | #DIV/0! | #DIV/0! | #DIV/0! | 0 | 0 | 0 | 0
1989-08-02 | Aug | 2 | 2:00 | 62.96 | 210 | 413.3858 | 24803.1504 | 0 | 0 | 0.043675 | 4.4382e-08 | 0.075934 | 0.014737 | 0.24 | 0.71127 | 0 | 0.80865 | 0.0019122 | 0 | #DIV/0! | #DIV/0! | #DIV/0! | #DIV/0! | 0 | 0 | 0 | 0
1989-08-02 | Aug | 2 | 3:00 | 64.04 | 220 | 610.2362 | 36614.1744 | 0 | 0 | 0.043762 | 4.4562e-08 | 0.075778 | 0.014765 | 0.24 | 0.71134 | 0 | 0.81186 | 0.0019083 | 0 | #DIV/0! | #DIV/0! | #DIV/0! | #DIV/0! | 0 | 0 | 0 | 0
1989-08-02 | Aug | 2 | 4:00 | 62.96 | 210 | 511.811 | 30708.6624 | 0 | 0 | 0.043675 | 4.4382e-08 | 0.075934 | 0.014737 | 0.24 | 0.71127 | 0 | 0.80865 | 0.0019122 | 0 | #DIV/0! | #DIV/0! | #DIV/0! | #DIV/0! | 0 | 0 | 0 | 0
1989-08-02 | Aug | 2 | 5:00 | 64.94 | 0 | 0 | 0 | 0 | 0 | 0.043835 | 4.4712e-08 | 0.075649 | 0.014788 | 0.24 | 0.7114 | 0 | 0.81454 | 0.001905 | 0 | #DIV/0! | #DIV/0! | #DIV/0! | #DIV/0! | 0 | 0 | 0 | 0
1989-08-02 | Aug | 2 | 6:00 | 64.94 | 0 | 0 | 0 | 0 | 0 | 0.043835 | 4.4712e-08 | 0.075649 | 0.014788 | 0.24 | 0.7114 | 0 | 0.81454 | 0.001905 | 0 | #DIV/0! | #DIV/0! | #DIV/0! | #DIV/0! | 0 | 0 | 0 | 0
1989-08-02 | Aug | 2 | 7:00 | 71.06 | 0 | 0 | 0 | 0 | 0 | 0.044295 | 4.5703e-08 | 0.074773 | 0.014948 | 0.24 | 0.7112 | 0 | 0.83294 | 0.001883 | 0 | #DIV/0! | #DIV/0! | #DIV/0! | #DIV/0! | 0 | 0 | 0 | 0
1989-08-02 | Aug | 2 | 8:00 | 75.02 | 220 | 610.2362 | 36614.1744 | 0 | 0 | 0.044478 | 4.6253e-08 | 0.074222 | 0.015051 | 0.24 | 0.70926 | 0 | 0.8449 | 0.0018691 | 0 | #DIV/0! | #DIV/0! | #DIV/0! | #DIV/0! | 0 | 0 | 0 | 0
1989-08-02 | Aug | 2 | 9:00 | 80.06 | 230 | 610.2362 | 36614.1744 | 0 | 0 | 0.044712 | 4.6953e-08 | 0.073522 | 0.015182 | 0.24 | 0.70683 | 0 | 0.86038 | 0.0018516 | 0 | #DIV/0! | #DIV/0! | #DIV/0! | #DIV/0! | 0 | 0 | 0 | 0
1989-08-02 | Aug | 2 | 10:00 | 80.96 | 250 | 708.6614 | 42519.6864 | 0 | 0 | 0.044753 | 4.7078e-08 | 0.073401 | 0.015205 | 0.24 | 0.7064 | 0 | 0.86312 | 0.0018486 | 0 | #DIV/0! | #DIV/0! | #DIV/0! | #DIV/0! | 0 | 0 | 0 | 0
1989-08-02 | Aug | 2 | 11:00 | 84.02 | 180 | 807.0866 | 48425.1984 | 0 | 0 | 0.044895 | 4.7503e-08 | 0.072991 | 0.015285 | 0.24 | 0.70495 | 0 | 0.87251 | 0.0018382 | 0 | #DIV/0! | #DIV/0! | #DIV/0! | #DIV/0! | 0 | 0 | 0 | 0
1989-08-02 | Aug | 2 | 12:00 | 84.02 | 210 | 807.0866 | 48425.1984 | 0 | 0 | 0.044895 | 4.7503e-08 | 0.072991 | 0.015285 | 0.24 | 0.70495 | 0 | 0.87251 | 0.0018382 | 0 | #DIV/0! | #DIV/0! | #DIV/0! | #DIV/0! | 0 | 0 | 0 | 0
1989-08-02 | Aug | 2 | 13:00 | 84.92 | 190 | 1122.0473 | 67322.8368 | 0 | 0 | 0.044937 | 4.7628e-08 | 0.072871 | 0.015308 | 0.24 | 0.70453 | 0 | 0.87529 | 0.0018351 | 0 | #DIV/0! | #DIV/0! | #DIV/0! | #DIV/0! | 0 | 0 | 0 | 0
1989-08-02 | Aug | 2 | 14:00 | 84.92 | 220 | 905.5118 | 54330.7104 | 0 | 0 | 0.044937 | 4.7628e-08 | 0.072871 | 0.015308 | 0.24 | 0.70453 | 0 | 0.87529 | 0.0018351 | 0 | #DIV/0! | #DIV/0! | #DIV/0! | #DIV/0! | 0 | 0 | 0 | 0
1989-08-02 | Aug | 2 | 15:00 | 84.92 | 220 | 807.0866 | 48425.1984 | 0 | 0 | 0.044937 | 4.7628e-08 | 0.072871 | 0.015308 | 0.24 | 0.70453 | 0 | 0.87529 | 0.0018351 | 0 | #DIV/0! | #DIV/0! | #DIV/0! | #DIV/0! | 0 | 0 | 0 | 0
1989-08-02 | Aug | 2 | 16:00 | 84.92 | 220 | 807.0866 | 48425.1984 | 0 | 0 | 0.044937 | 4.7628e-08 | 0.072871 | 0.015308 | 0.24 | 0.70453 | 0 | 0.87529 | 0.0018351 | 0 | #DIV/0! | #DIV/0! | #DIV/0! | #DIV/0! | 0 | 0 | 0 | 0
1989-08-02 | Aug | 2 | 17:00 | 84.02 | 230 | 807.0866 | 48425.1984 | 0 | 0 | 0.044895 | 4.7503e-08 | 0.072991 | 0.015285 | 0.24 | 0.70495 | 0 | 0.87251 | 0.0018382 | 0 | #DIV/0! | #DIV/0! | #DIV/0! | #DIV/0! | 0 | 0 | 0 | 0
1989-08-02 | Aug | 2 | 18:00 | 80.96 | 220 | 708.6614 | 42519.6864 | 0 | 0 | 0.044753 | 4.7078e-08 | 0.073401 | 0.015205 | 0.24 | 0.7064 | 0 | 0.86312 | 0.0018486 | 0 | #DIV/0! | #DIV/0! | #DIV/0! | #DIV/0! | 0 | 0 | 0 | 0
1989-08-02 | Aug | 2 | 19:00 | 78.98 | 220 | 511.811 | 30708.6624 | 0 | 0 | 0.044662 | 4.6803e-08 | 0.073672 | 0.015153 | 0.24 | 0.70735 | 0 | 0.85704 | 0.0018554 | 0 | #DIV/0! | #DIV/0! | #DIV/0! | #DIV/0! | 0 | 0 | 0 | 0
1989-08-02 | Aug | 2 | 20:00 | 75.92 | 170 | 511.811 | 30708.6624 | 0 | 0 | 0.04452 | 4.6378e-08 | 0.074097 | 0.015074 | 0.24 | 0.70883 | 0 | 0.84764 | 0.001866 | 0 | #DIV/0! | #DIV/0! | #DIV/0! | #DIV/0! | 0 | 0 | 0 | 0
1989-08-02 | Aug | 2 | 21:00 | 73.94 | 180 | 610.2362 | 36614.1744 | 0 | 0 | 0.044428 | 4.6103e-08 | 0.074372 | 0.015022 | 0.24 | 0.70979 | 0 | 0.84162 | 0.0018729 | 0 | #DIV/0! | #DIV/0! | #DIV/0! | #DIV/0! | 0 | 0 | 0 | 0
1989-08-02 | Aug | 2 | 22:00 | 73.94 | 180 | 708.6614 | 42519.6864 | 0 | 0 | 0.044428 | 4.6103e-08 | 0.074372 | 0.015022 | 0.24 | 0.70979 | 0 | 0.84162 | 0.0018729 | 0 | #DIV/0! | #DIV/0! | #DIV/0! | #DIV/0! | 0 | 0 | 0 | 0
1989-08-02 | Aug | 2 | 23:00 | 73.04 | 190 | 708.6614 | 42519.6864 | 0 | 0 | 0.044387 | 4.5978e-08 | 0.074497 | 0.014999 | 0.24 | 0.71023 | 0 | 0.8389 | 0.001876 | 0 | #DIV/0! | #DIV/0! | #DIV/0! | #DIV/0! | 0 | 0 | 0 | 0
1989-08-02 | Aug | 2 | 24:00 | 71.96 | 180 | 610.2362 | 36614.1744 | 0 | 0 | 0.044336 | 4.5828e-08 | 0.074648 | 0.014971 | 0.24 | 0.71076 | 0 | 0.83565 | 0.0018798 | 0 | #DIV/0! | #DIV/0! | #DIV/0! | #DIV/0! | 0 | 0 | 0 | 0
1989-08-03 | Aug | 3 | 1:00 | 71.06 | 190 | 610.2362 | 36614.1744 | 0 | 0 | 0.044295 | 4.5703e-08 | 0.074773 | 0.014948 | 0.24 | 0.7112 | 0 | 0.83294 | 0.001883 | 0 | #DIV/0! | #DIV/0! | #DIV/0! | #DIV/0! | 0 | 0 | 0 | 0
1989-08-03 | Aug | 3 | 2:00 | 71.06 | 220 | 610.2362 | 36614.1744 | 0 | 0 | 0.044295 | 4.5703e-08 | 0.074773 | 0.014948 | 0.24 | 0.7112 | 0 | 0.83294 | 0.001883 | 0 | #DIV/0! | #DIV/0! | #DIV/0! | #DIV/0! | 0 | 0 | 0 | 0
1989-08-03 | Aug | 3 | 3:00 | 69.98 | 220 | 807.0866 | 48425.1984 | 0 | 0 | 0.044244 | 4.5552e-08 | 0.074923 | 0.014919 | 0.24 | 0.71173 | 0 | 0.82971 | 0.0018869 | 0 | #DIV/0! | #DIV/0! | #DIV/0! | #DIV/0! | 0 | 0 | 0 | 0
1989-08-03 | Aug | 3 | 4:00 | 71.06 | 190 | 610.2362 | 36614.1744 | 0 | 0 | 0.044295 | 4.5703e-08 | 0.074773 | 0.014948 | 0.24 | 0.7112 | 0 | 0.83294 | 0.001883 | 0 | #DIV/0! | #DIV/0! | #DIV/0! | #DIV/0! | 0 | 0 | 0 | 0
1989-08-03 | Aug | 3 | 5:00 | 71.06 | 190 | 708.6614 | 42519.6864 | 0 | 0 | 0.044295 | 4.5703e-08 | 0.074773 | 0.014948 | 0.24 | 0.7112 | 0 | 0.83294 | 0.001883 | 0 | #DIV/0! | #DIV/0! | #DIV/0! | #DIV/0! | 0 | 0 | 0 | 0
1989-08-03 | Aug | 3 | 6:00 | 73.04 | 220 | 708.6614 | 42519.6864 | 0 | 0 | 0.044387 | 4.5978e-08 | 0.074497 | 0.014999 | 0.24 | 0.71023 | 0 | 0.8389 | 0.001876 | 0 | #DIV/0! | #DIV/0! | #DIV/0! | #DIV/0! | 0 | 0 | 0 | 0
1989-08-03 | Aug | 3 | 7:00 | 77 | 220 | 1122.0473 | 67322.8368 | 0 | 0 | 0.04457 | 4.6528e-08 | 0.073947 | 0.015102 | 0.24 | 0.7083 | 0 | 0.85095 | 0.0018622 | 0 | #DIV/0! | #DIV/0! | #DIV/0! | #DIV/0! | 0 | 0 | 0 | 0
1989-08-03 | Aug | 3 | 8:00 | 80.06 | 250 | 1417.3229 | 85039.3728 | 0 | 0 | 0.044712 | 4.6953e-08 | 0.073522 | 0.015182 | 0.24 | 0.70683 | 0 | 0.86038 | 0.0018516 | 0 | #DIV/0! | #DIV/0! | #DIV/0! | #DIV/0! | 0 | 0 | 0 | 0
1989-08-03 | Aug | 3 | 9:00 | 82.94 | 200 | 1220.4725 | 73228.3488 | 0 | 0 | 0.044845 | 4.7353e-08 | 0.073136 | 0.015256 | 0.24 | 0.70546 | 0 | 0.86918 | 0.0018418 | 0 | #DIV/0! | #DIV/0! | #DIV/0! | #DIV/0! | 0 | 0 | 0 | 0
1989-08-03 | Aug | 3 | 10:00 | 84.92 | 220 | 1122.0473 | 67322.8368 | 0 | 0 | 0.044937 | 4.7628e-08 | 0.072871 | 0.015308 | 0.24 | 0.70453 | 0 | 0.87529 | 0.0018351 | 0 | #DIV/0! | #DIV/0! | #DIV/0! | #DIV/0! | 0 | 0 | 0 | 0
1989-08-03 | Aug | 3 | 11:00 | 87.08 | 230 | 1220.4725 | 73228.3488 | 0 | 0 | 0.045037 | 4.7928e-08 | 0.072581 | 0.015364 | 0.24 | 0.70352 | 0 | 0.882 | 0.0018279 | 0 | #DIV/0! | #DIV/0! | #DIV/0! | #DIV/0! | 0 | 0 | 0 | 0
1989-08-03 | Aug | 3 | 12:00 | 87.08 | 200 | 1614.1733 | 96850.3968 | 0 | 0 | 0.045037 | 4.7928e-08 | 0.072581 | 0.015364 | 0.24 | 0.70352 | 0 | 0.882 | 0.0018279 | 0 | #DIV/0! | #DIV/0! | #DIV/0! | #DIV/0! | 0 | 0 | 0 | 0
1989-08-03 | Aug | 3 | 13:00 | 87.08 | 210 | 1318.8977 | 79133.8608 | 0 | 0 | 0.045037 | 4.7928e-08 | 0.072581 | 0.015364 | 0.24 | 0.70352 | 0 | 0.882 | 0.0018279 | 0 | #DIV/0! | #DIV/0! | #DIV/0! | #DIV/0! | 0 | 0 | 0 | 0
1989-08-03 | Aug | 3 | 14:00 | 89.06 | 210 | 1614.1733 | 96850.3968 | 0 | 0 | 0.045129 | 4.8203e-08 | 0.072316 | 0.015416 | 0.24 | 0.7026 | 0 | 0.88821 | 0.0018213 | 0 | #DIV/0! | #DIV/0! | #DIV/0! | #DIV/0! | 0 | 0 | 0 | 0
1989-08-03 | Aug | 3 | 15:00 | 89.06 | 210 | 1614.1733 | 96850.3968 | 0 | 0 | 0.045129 | 4.8203e-08 | 0.072316 | 0.015416 | 0.24 | 0.7026 | 0 | 0.88821 | 0.0018213 | 0 | #DIV/0! | #DIV/0! | #DIV/0! | #DIV/0! | 0 | 0 | 0 | 0
1989-08-03 | Aug | 3 | 16:00 | 89.06 | 210 | 1614.1733 | 96850.3968 | 0 | 0 | 0.045129 | 4.8203e-08 | 0.072316 | 0.015416 | 0.24 | 0.7026 | 0 | 0.88821 | 0.0018213 | 0 | #DIV/0! | #DIV/0! | #DIV/0! | #DIV/0! | 0 | 0 | 0 | 0
1989-08-03 | Aug | 3 | 17:00 | 87.08 | 210 | 1318.8977 | 79133.8608 | 0 | 0 | 0.045037 | 4.7928e-08 | 0.072581 | 0.015364 | 0.24 | 0.70352 | 0 | 0.882 | 0.0018279 | 0 | #DIV/0! | #DIV/0! | #DIV/0! | #DIV/0! | 0 | 0 | 0 | 0
1989-08-03 | Aug | 3 | 18:00 | 87.08 | 200 | 1417.3229 | 85039.3728 | 0 | 0 | 0.045037 | 4.7928e-08 | 0.072581 | 0.015364 | 0.24 | 0.70352 | 0 | 0.882 | 0.0018279 | 0 | #DIV/0! | #DIV/0! | #DIV/0! | #DIV/0! | 0 | 0 | 0 | 0
1989-08-03 | Aug | 3 | 19:00 | 84.92 | 200 | 1220.4725 | 73228.3488 | 0 | 0 | 0.044937 | 4.7628e-08 | 0.072871 | 0.015308 | 0.24 | 0.70453 | 0 | 0.87529 | 0.0018351 | 0 | #DIV/0! | #DIV/0! | #DIV/0! | #DIV/0! | 0 | 0 | 0 | 0
1989-08-03 | Aug | 3 | 20:00 | 84.92 | 200 | 1122.0473 | 67322.8368 | 0 | 0 | 0.044937 | 4.7628e-08 | 0.072871 | 0.015308 | 0.24 | 0.70453 | 0 | 0.87529 | 0.0018351 | 0 | #DIV/0! | #DIV/0! | #DIV/0! | #DIV/0! | 0 | 0 | 0 | 0
1989-08-03 | Aug | 3 | 21:00 | 78.98 | 230 | 807.0866 | 48425.1984 | 0 | 0 | 0.044662 | 4.6803e-08 | 0.073672 | 0.015153 | 0.24 | 0.70735 | 0 | 0.85704 | 0.0018554 | 0 | #DIV/0! | #DIV/0! | #DIV/0! | #DIV/0! | 0 | 0 | 0 | 0
1989-08-03 | Aug | 3 | 22:00 | 78.08 | 190 | 807.0866 | 48425.1984 | 0 | 0 | 0.04462 | 4.6678e-08 | 0.073797 | 0.01513 | 0.24 | 0.70778 | 0 | 0.85426 | 0.0018585 | 0 | #DIV/0! | #DIV/0! | #DIV/0! | #DIV/0! | 0 | 0 | 0 | 0
1989-08-03 | Aug | 3 | 23:00 | 78.08 | 190 | 1023.6221 | 61417.3248 | 0 | 0 | 0.04462 | 4.6678e-08 | 0.073797 | 0.01513 | 0.24 | 0.70778 | 0 | 0.85426 | 0.0018585 | 0 | #DIV/0! | #DIV/0! | #DIV/0! | #DIV/0! | 0 | 0 | 0 | 0
1989-08-03 | Aug | 3 | 24:00 | 78.98 | 200 | 1318.8977 | 79133.8608 | 0 | 0 | 0.044662 | 4.6803e-08 | 0.073672 | 0.015153 | 0.24 | 0.70735 | 0 | 0.85704 | 0.0018554 | 0 | #DIV/0! | #DIV/0! | #DIV/0! | #DIV/0! | 0 | 0 | 0 | 0
1989-08-04 | Aug | 4 | 1:00 | 78.98 | 230 | 1220.4725 | 73228.3488 | 0 | 0 | 0.044662 | 4.6803e-08 | 0.073672 | 0.015153 | 0.24 | 0.70735 | 0 | 0.85704 | 0.0018554 | 0 | #DIV/0! | #DIV/0! | #DIV/0! | #DIV/0! | 0 | 0 | 0 | 0
1989-08-04 | Aug | 4 | 2:00 | 73.94 | 290 | 1732.2835 | 103937.0112 | 0 | 0 | 0.044428 | 4.6103e-08 | 0.074372 | 0.015022 | 0.24 | 0.70979 | 0 | 0.84162 | 0.0018729 | 0 | #DIV/0! | #DIV/0! | #DIV/0! | #DIV/0! | 0 | 0 | 0 | 0
1989-08-04 | Aug | 4 | 3:00 | 75.92 | 270 | 1122.0473 | 67322.8368 | 0 | 0 | 0.04452 | 4.6378e-08 | 0.074097 | 0.015074 | 0.24 | 0.70883 | 0 | 0.84764 | 0.001866 | 0 | #DIV/0! | #DIV/0! | #DIV/0! | #DIV/0! | 0 | 0 | 0 | 0
1989-08-04 | Aug | 4 | 4:00 | 75.92 | 270 | 1122.0473 | 67322.8368 | 0 | 0 | 0.04452 | 4.6378e-08 | 0.074097 | 0.015074 | 0.24 | 0.70883 | 0 | 0.84764 | 0.001866 | 0 | #DIV/0! | #DIV/0! | #DIV/0! | #DIV/0! | 0 | 0 | 0 | 0
1989-08-04 | Aug | 4 | 5:00 | 75.02 | 260 | 708.6614 | 42519.6864 | 0 | 0 | 0.044478 | 4.6253e-08 | 0.074222 | 0.015051 | 0.24 | 0.70926 | 0 | 0.8449 | 0.0018691 | 0 | #DIV/0! | #DIV/0! | #DIV/0! | #DIV/0! | 0 | 0 | 0 | 0
1989-08-04 | Aug | 4 | 6:00 | 75.02 | 230 | 413.3858 | 24803.1504 | 0 | 0 | 0.044478 | 4.6253e-08 | 0.074222 | 0.015051 | 0.24 | 0.70926 | 0 | 0.8449 | 0.0018691 | 0 | #DIV/0! | #DIV/0! | #DIV/0! | #DIV/0! | 0 | 0 | 0 | 0
1989-08-04 | Aug | 4 | 7:00 | 73.94 | 260 | 1023.6221 | 61417.3248 | 0 | 0 | 0.044428 | 4.6103e-08 | 0.074372 | 0.015022 | 0.24 | 0.70979 | 0 | 0.84162 | 0.0018729 | 0 | #DIV/0! | #DIV/0! | #DIV/0! | #DIV/0! | 0 | 0 | 0 | 0
1989-08-04 | Aug | 4 | 8:00 | 75.92 | 240 | 708.6614 | 42519.6864 | 0 | 0 | 0.04452 | 4.6378e-08 | 0.074097 | 0.015074 | 0.24 | 0.70883 | 0 | 0.84764 | 0.001866 | 0 | #DIV/0! | #DIV/0! | #DIV/0! | #DIV/0! | 0 | 0 | 0 | 0
1989-08-04 | Aug | 4 | 9:00 | 78.98 | 270 | 807.0866 | 48425.1984 | 0 | 0 | 0.044662 | 4.6803e-08 | 0.073672 | 0.015153 | 0.24 | 0.70735 | 0 | 0.85704 | 0.0018554 | 0 | #DIV/0! | #DIV/0! | #DIV/0! | #DIV/0! | 0 | 0 | 0 | 0
1989-08-04 | Aug | 4 | 10:00 | 80.96 | 270 | 807.0866 | 48425.1984 | 0 | 0 | 0.044753 | 4.7078e-08 | 0.073401 | 0.015205 | 0.24 | 0.7064 | 0 | 0.86312 | 0.0018486 | 0 | #DIV/0! | #DIV/0! | #DIV/0! | #DIV/0! | 0 | 0 | 0 | 0
1989-08-04 | Aug | 4 | 11:00 | 84.92 | 290 | 1023.6221 | 61417.3248 | 0 | 0 | 0.044937 | 4.7628e-08 | 0.072871 | 0.015308 | 0.24 | 0.70453 | 0 | 0.87529 | 0.0018351 | 0 | #DIV/0! | #DIV/0! | #DIV/0! | #DIV/0! | 0 | 0 | 0 | 0
1989-08-04 | Aug | 4 | 12:00 | 86 | 280 | 511.811 | 30708.6624 | 0 | 0 | 0.044987 | 4.7778e-08 | 0.072726 | 0.015336 | 0.24 | 0.70402 | 0 | 0.87864 | 0.0018315 | 0 | #DIV/0! | #DIV/0! | #DIV/0! | #DIV/0! | 0 | 0 | 0 | 0
1989-08-04 | Aug | 4 | 13:00 | 87.08 | 240 | 295.2756 | 17716.536 | 0 | 0 | 0.045037 | 4.7928e-08 | 0.072581 | 0.015364 | 0.24 | 0.70352 | 0 | 0.882 | 0.0018279 | 0 | #DIV/0! | #DIV/0! | #DIV/0! | #DIV/0! | 0 | 0 | 0 | 0
1989-08-04 | Aug | 4 | 14:00 | 87.08 | 220 | 610.2362 | 36614.1744 | 0 | 0 | 0.045037 | 4.7928e-08 | 0.072581 | 0.015364 | 0.24 | 0.70352 | 0 | 0.882 | 0.0018279 | 0 | #DIV/0! | #DIV/0! | #DIV/0! | #DIV/0! | 0 | 0 | 0 | 0
1989-08-04 | Aug | 4 | 15:00 | 87.98 | 230 | 807.0866 | 48425.1984 | 0 | 0 | 0.045079 | 4.8053e-08 | 0.072461 | 0.015387 | 0.24 | 0.7031 | 0 | 0.88482 | 0.0018249 | 0 | #DIV/0! | #DIV/0! | #DIV/0! | #DIV/0! | 0 | 0 | 0 | 0
1989-08-04 | Aug | 4 | 16:00 | 87.98 | 210 | 905.5118 | 54330.7104 | 0 | 0 | 0.045079 | 4.8053e-08 | 0.072461 | 0.015387 | 0.24 | 0.7031 | 0 | 0.88482 | 0.0018249 | 0 | #DIV/0! | #DIV/0! | #DIV/0! | #DIV/0! | 0 | 0 | 0 | 0
1989-08-04 | Aug | 4 | 17:00 | 87.98 | 220 | 807.0866 | 48425.1984 | 0 | 0 | 0.045079 | 4.8053e-08 | 0.072461 | 0.015387 | 0.24 | 0.7031 | 0 | 0.88482 | 0.0018249 | 0 | #DIV/0! | #DIV/0! | #DIV/0! | #DIV/0! | 0 | 0 | 0 | 0
1989-08-04 | Aug | 4 | 18:00 | 86 | 220 | 1023.6221 | 61417.3248 | 0 | 0 | 0.044987 | 4.7778e-08 | 0.072726 | 0.015336 | 0.24 | 0.70402 | 0 | 0.87864 | 0.0018315 | 0 | #DIV/0! | #DIV/0! | #DIV/0! | #DIV/0! | 0 | 0 | 0 | 0
1989-08-04 | Aug | 4 | 19:00 | 84.02 | 220 | 610.2362 | 36614.1744 | 0 | 0 | 0.044895 | 4.7503e-08 | 0.072991 | 0.015285 | 0.24 | 0.70495 | 0 | 0.87251 | 0.0018382 | 0 | #DIV/0! | #DIV/0! | #DIV/0! | #DIV/0! | 0 | 0 | 0 | 0
1989-08-04 | Aug | 4 | 20:00 | 82.94 | 220 | 413.3858 | 24803.1504 | 0 | 0 | 0.044845 | 4.7353e-08 | 0.073136 | 0.015256 | 0.24 | 0.70546 | 0 | 0.86918 | 0.0018418 | 0 | #DIV/0! | #DIV/0! | #DIV/0! | #DIV/0! | 0 | 0 | 0 | 0
1989-08-04 | Aug | 4 | 21:00 | 82.04 | 210 | 610.2362 | 36614.1744 | 0 | 0 | 0.044804 | 4.7228e-08 | 0.073257 | 0.015233 | 0.24 | 0.70589 | 0 | 0.86642 | 0.0018449 | 0 | #DIV/0! | #DIV/0! | #DIV/0! | #DIV/0! | 0 | 0 | 0 | 0
1989-08-04 | Aug | 4 | 22:00 | 82.94 | 160 | 1122.0473 | 67322.8368 | 0 | 0 | 0.044845 | 4.7353e-08 | 0.073136 | 0.015256 | 0.24 | 0.70546 | 0 | 0.86918 | 0.0018418 | 0 | #DIV/0! | #DIV/0! | #DIV/0! | #DIV/0! | 0 | 0 | 0 | 0
1989-08-04 | Aug | 4 | 23:00 | 82.94 | 250 | 1220.4725 | 73228.3488 | 0 | 0 | 0.044845 | 4.7353e-08 | 0.073136 | 0.015256 | 0.24 | 0.70546 | 0 | 0.86918 | 0.0018418 | 0 | #DIV/0! | #DIV/0! | #DIV/0! | #DIV/0! | 0 | 0 | 0 | 0
1989-08-04 | Aug | 4 | 24:00 | 71.06 | 320 | 1220.4725 | 73228.3488 | 0 | 0 | 0.044295 | 4.5703e-08 | 0.074773 | 0.014948 | 0.24 | 0.7112 | 0 | 0.83294 | 0.001883 | 0 | #DIV/0! | #DIV/0! | #DIV/0! | #DIV/0! | 0 | 0 | 0 | 0
1989-08-05 | Aug | 5 | 1:00 | 68 | 40 | 1220.4725 | 73228.3488 | 0 | 0 | 0.044084 | 4.5222e-08 | 0.075208 | 0.014868 | 0.24 | 0.7116 | 0 | 0.82372 | 0.0018939 | 0 | #DIV/0! | #DIV/0! | #DIV/0! | #DIV/0! | 0 | 0 | 0 | 0
1989-08-05 | Aug | 5 | 2:00 | 69.08 | 30 | 1122.0473 | 67322.8368 | 0 | 0 | 0.044171 | 4.5402e-08 | 0.075052 | 0.014896 | 0.24 | 0.71167 | 0 | 0.82698 | 0.0018901 | 0 | #DIV/0! | #DIV/0! | #DIV/0! | #DIV/0! | 0 | 0 | 0 | 0
1989-08-05 | Aug | 5 | 3:00 | 69.08 | 60 | 807.0866 | 48425.1984 | 0 | 0 | 0.044171 | 4.5402e-08 | 0.075052 | 0.014896 | 0.24 | 0.71167 | 0 | 0.82698 | 0.0018901 | 0 | #DIV/0! | #DIV/0! | #DIV/0! | #DIV/0! | 0 | 0 | 0 | 0
1989-08-05 | Aug | 5 | 4:00 | 68 | 180 | 610.2362 | 36614.1744 | 0 | 0 | 0.044084 | 4.5222e-08 | 0.075208 | 0.014868 | 0.24 | 0.7116 | 0 | 0.82372 | 0.0018939 | 0 | #DIV/0! | #DIV/0! | #DIV/0! | #DIV/0! | 0 | 0 | 0 | 0
1989-08-05 | Aug | 5 | 5:00 | 69.08 | 160 | 1732.2835 | 103937.0112 | 0 | 0 | 0.044171 | 4.5402e-08 | 0.075052 | 0.014896 | 0.24 | 0.71167 | 0 | 0.82698 | 0.0018901 | 0 | #DIV/0! | #DIV/0! | #DIV/0! | #DIV/0! | 0 | 0 | 0 | 0
1989-08-05 | Aug | 5 | 6:00 | 69.98 | 180 | 413.3858 | 24803.1504 | 0 | 0 | 0.044244 | 4.5552e-08 | 0.074923 | 0.014919 | 0.24 | 0.71173 | 0 | 0.82971 | 0.0018869 | 0 | #DIV/0! | #DIV/0! | #DIV/0! | #DIV/0! | 0 | 0 | 0 | 0
1989-08-05 | Aug | 5 | 7:00 | 71.06 | 300 | 708.6614 | 42519.6864 | 0 | 0 | 0.044295 | 4.5703e-08 | 0.074773 | 0.014948 | 0.24 | 0.7112 | 0 | 0.83294 | 0.001883 | 0 | #DIV/0! | #DIV/0! | #DIV/0! | #DIV/0! | 0 | 0 | 0 | 0
1989-08-05 | Aug | 5 | 8:00 | 73.04 | 260 | 905.5118 | 54330.7104 | 0 | 0 | 0.044387 | 4.5978e-08 | 0.074497 | 0.014999 | 0.24 | 0.71023 | 0 | 0.8389 | 0.001876 | 0 | #DIV/0! | #DIV/0! | #DIV/0! | #DIV/0! | 0 | 0 | 0 | 0
1989-08-05 | Aug | 5 | 9:00 | 73.94 | 230 | 708.6614 | 42519.6864 | 0 | 0 | 0.044428 | 4.6103e-08 | 0.074372 | 0.015022 | 0.24 | 0.70979 | 0 | 0.84162 | 0.0018729 | 0 | #DIV/0! | #DIV/0! | #DIV/0! | #DIV/0! | 0 | 0 | 0 | 0
1989-08-05 | Aug | 5 | 10:00 | 78.08 | 230 | 905.5118 | 54330.7104 | 0 | 0 | 0.04462 | 4.6678e-08 | 0.073797 | 0.01513 | 0.24 | 0.70778 | 0 | 0.85426 | 0.0018585 | 0 | #DIV/0! | #DIV/0! | #DIV/0! | #DIV/0! | 0 | 0 | 0 | 0
1989-08-05 | Aug | 5 | 11:00 | 80.96 | 220 | 905.5118 | 54330.7104 | 0 | 0 | 0.044753 | 4.7078e-08 | 0.073401 | 0.015205 | 0.24 | 0.7064 | 0 | 0.86312 | 0.0018486 | 0 | #DIV/0! | #DIV/0! | #DIV/0! | #DIV/0! | 0 | 0 | 0 | 0
1989-08-05 | Aug | 5 | 12:00 | 82.94 | 230 | 1122.0473 | 67322.8368 | 0 | 0 | 0.044845 | 4.7353e-08 | 0.073136 | 0.015256 | 0.24 | 0.70546 | 0 | 0.86918 | 0.0018418 | 0 | #DIV/0! | #DIV/0! | #DIV/0! | #DIV/0! | 0 | 0 | 0 | 0
1989-08-05 | Aug | 5 | 13:00 | 82.94 | 260 | 905.5118 | 54330.7104 | 0 | 0 | 0.044845 | 4.7353e-08 | 0.073136 | 0.015256 | 0.24 | 0.70546 | 0 | 0.86918 | 0.0018418 | 0 | #DIV/0! | #DIV/0! | #DIV/0! | #DIV/0! | 0 | 0 | 0 | 0
1989-08-05 | Aug | 5 | 14:00 | 82.04 | 290 | 708.6614 | 42519.6864 | 0 | 0 | 0.044804 | 4.7228e-08 | 0.073257 | 0.015233 | 0.24 | 0.70589 | 0 | 0.86642 | 0.0018449 | 0 | #DIV/0! | #DIV/0! | #DIV/0! | #DIV/0! | 0 | 0 | 0 | 0
1989-08-05 | Aug | 5 | 15:00 | 86 | 270 | 511.811 | 30708.6624 | 0 | 0 | 0.044987 | 4.7778e-08 | 0.072726 | 0.015336 | 0.24 | 0.70402 | 0 | 0.87864 | 0.0018315 | 0 | #DIV/0! | #DIV/0! | #DIV/0! | #DIV/0! | 0 | 0 | 0 | 0
1989-08-05 | Aug | 5 | 16:00 | 86 | 240 | 610.2362 | 36614.1744 | 0 | 0 | 0.044987 | 4.7778e-08 | 0.072726 | 0.015336 | 0.24 | 0.70402 | 0 | 0.87864 | 0.0018315 | 0 | #DIV/0! | #DIV/0! | #DIV/0! | #DIV/0! | 0 | 0 | 0 | 0
1989-08-05 | Aug | 5 | 17:00 | 84.92 | 260 | 807.0866 | 48425.1984 | 0 | 0 | 0.044937 | 4.7628e-08 | 0.072871 | 0.015308 | 0.24 | 0.70453 | 0 | 0.87529 | 0.0018351 | 0 | #DIV/0! | #DIV/0! | #DIV/0! | #DIV/0! | 0 | 0 | 0 | 0
1989-08-05 | Aug | 5 | 18:00 | 82.04 | 260 | 1023.6221 | 61417.3248 | 0 | 0 | 0.044804 | 4.7228e-08 | 0.073257 | 0.015233 | 0.24 | 0.70589 | 0 | 0.86642 | 0.0018449 | 0 | #DIV/0! | #DIV/0! | #DIV/0! | #DIV/0! | 0 | 0 | 0 | 0
1989-08-05 | Aug | 5 | 19:00 | 78.98 | 270 | 807.0866 | 48425.1984 | 0 | 0 | 0.044662 | 4.6803e-08 | 0.073672 | 0.015153 | 0.24 | 0.70735 | 0 | 0.85704 | 0.0018554 | 0 | #DIV/0! | #DIV/0! | #DIV/0! | #DIV/0! | 0 | 0 | 0 | 0
1989-08-05 | Aug | 5 | 20:00 | 75.92 | 270 | 708.6614 | 42519.6864 | 0 | 0 | 0.04452 | 4.6378e-08 | 0.074097 | 0.015074 | 0.24 | 0.70883 | 0 | 0.84764 | 0.001866 | 0 | #DIV/0! | #DIV/0! | #DIV/0! | #DIV/0! | 0 | 0 | 0 | 0
1989-08-05 | Aug | 5 | 21:00 | 75.02 | 290 | 511.811 | 30708.6624 | 0 | 0 | 0.044478 | 4.6253e-08 | 0.074222 | 0.015051 | 0.24 | 0.70926 | 0 | 0.8449 | 0.0018691 | 0 | #DIV/0! | #DIV/0! | #DIV/0! | #DIV/0! | 0 | 0 | 0 | 0
1989-08-05 | Aug | 5 | 22:00 | 75.02 | 290 | 610.2362 | 36614.1744 | 0 | 0 | 0.044478 | 4.6253e-08 | 0.074222 | 0.015051 | 0.24 | 0.70926 | 0 | 0.8449 | 0.0018691 | 0 | #DIV/0! | #DIV/0! | #DIV/0! | #DIV/0! | 0 | 0 | 0 | 0
1989-08-05 | Aug | 5 | 23:00 | 71.96 | 270 | 511.811 | 30708.6624 | 0 | 0 | 0.044336 | 4.5828e-08 | 0.074648 | 0.014971 | 0.24 | 0.71076 | 0 | 0.83565 | 0.0018798 | 0 | #DIV/0! | #DIV/0! | #DIV/0! | #DIV/0! | 0 | 0 | 0 | 0
1989-08-05 | Aug | 5 | 24:00 | 71.96 | 290 | 610.2362 | 36614.1744 | 0 | 0 | 0.044336 | 4.5828e-08 | 0.074648 | 0.014971 | 0.24 | 0.71076 | 0 | 0.83565 | 0.0018798 | 0 | #DIV/0! | #DIV/0! | #DIV/0! | #DIV/0! | 0 | 0 | 0 | 0
1989-08-06 | Aug | 6 | 1:00 | 68 | 280 | 610.2362 | 36614.1744 | 0 | 0 | 0.044084 | 4.5222e-08 | 0.075208 | 0.014868 | 0.24 | 0.7116 | 0 | 0.82372 | 0.0018939 | 0 | #DIV/0! | #DIV/0! | #DIV/0! | #DIV/0! | 0 | 0 | 0 | 0
1989-08-06 | Aug | 6 | 2:00 | 68 | 300 | 610.2362 | 36614.1744 | 0 | 0 | 0.044084 | 4.5222e-08 | 0.075208 | 0.014868 | 0.24 | 0.7116 | 0 | 0.82372 | 0.0018939 | 0 | #DIV/0! | #DIV/0! | #DIV/0! | #DIV/0! | 0 | 0 | 0 | 0
1989-08-06 | Aug | 6 | 3:00 | 66.92 | 300 | 610.2362 | 36614.1744 | 0 | 0 | 0.043996 | 4.5042e-08 | 0.075364 | 0.01484 | 0.24 | 0.71153 | 0 | 0.82046 | 0.0018978 | 0 | #DIV/0! | #DIV/0! | #DIV/0! | #DIV/0! | 0 | 0 | 0 | 0
1989-08-06 | Aug | 6 | 4:00 | 64.94 | 310 | 610.2362 | 36614.1744 | 0 | 0 | 0.043835 | 4.4712e-08 | 0.075649 | 0.014788 | 0.24 | 0.7114 | 0 | 0.81454 | 0.001905 | 0 | #DIV/0! | #DIV/0! | #DIV/0! | #DIV/0! | 0 | 0 | 0 | 0
1989-08-06 | Aug | 6 | 5:00 | 64.04 | 300 | 610.2362 | 36614.1744 | 0 | 0 | 0.043762 | 4.4562e-08 | 0.075778 | 0.014765 | 0.24 | 0.71134 | 0 | 0.81186 | 0.0019083 | 0 | #DIV/0! | #DIV/0! | #DIV/0! | #DIV/0! | 0 | 0 | 0 | 0
1989-08-06 | Aug | 6 | 6:00 | 64.94 | 320 | 807.0866 | 48425.1984 | 0 | 0 | 0.043835 | 4.4712e-08 | 0.075649 | 0.014788 | 0.24 | 0.7114 | 0 | 0.81454 | 0.001905 | 0 | #DIV/0! | #DIV/0! | #DIV/0! | #DIV/0! | 0 | 0 | 0 | 0
1989-08-06 | Aug | 6 | 7:00 | 68 | 330 | 1023.6221 | 61417.3248 | 0 | 0 | 0.044084 | 4.5222e-08 | 0.075208 | 0.014868 | 0.24 | 0.7116 | 0 | 0.82372 | 0.0018939 | 0 | #DIV/0! | #DIV/0! | #DIV/0! | #DIV/0! | 0 | 0 | 0 | 0
1989-08-06 | Aug | 6 | 8:00 | 69.98 | 330 | 1220.4725 | 73228.3488 | 0 | 0 | 0.044244 | 4.5552e-08 | 0.074923 | 0.014919 | 0.24 | 0.71173 | 0 | 0.82971 | 0.0018869 | 0 | #DIV/0! | #DIV/0! | #DIV/0! | #DIV/0! | 0 | 0 | 0 | 0
1989-08-06 | Aug | 6 | 9:00 | 71.06 | 10 | 1220.4725 | 73228.3488 | 0 | 0 | 0.044295 | 4.5703e-08 | 0.074773 | 0.014948 | 0.24 | 0.7112 | 0 | 0.83294 | 0.001883 | 0 | #DIV/0! | #DIV/0! | #DIV/0! | #DIV/0! | 0 | 0 | 0 | 0
1989-08-06 | Aug | 6 | 10:00 | 69.98 | 340 | 1122.0473 | 67322.8368 | 0 | 0 | 0.044244 | 4.5552e-08 | 0.074923 | 0.014919 | 0.24 | 0.71173 | 0 | 0.82971 | 0.0018869 | 0 | #DIV/0! | #DIV/0! | #DIV/0! | #DIV/0! | 0 | 0 | 0 | 0
1989-08-06 | Aug | 6 | 11:00 | 62.96 | 30 | 1929.1339 | 115748.0352 | 0 | 0 | 0.043675 | 4.4382e-08 | 0.075934 | 0.014737 | 0.24 | 0.71127 | 0 | 0.80865 | 0.0019122 | 0 | #DIV/0! | #DIV/0! | #DIV/0! | #DIV/0! | 0 | 0 | 0 | 0
1989-08-06 | Aug | 6 | 12:00 | 60.98 | 20 | 1614.1733 | 96850.3968 | 0 | 0 | 0.043514 | 4.4052e-08 | 0.076219 | 0.014685 | 0.24 | 0.71114 | 0 | 0.80281 | 0.0019195 | 0 | #DIV/0! | #DIV/0! | #DIV/0! | #DIV/0! | 0 | 0 | 0 | 0
1989-08-06 | Aug | 6 | 13:00 | 62.96 | 10 | 1318.8977 | 79133.8608 | 0 | 0 | 0.043675 | 4.4382e-08 | 0.075934 | 0.014737 | 0.24 | 0.71127 | 0 | 0.80865 | 0.0019122 | 0 | #DIV/0! | #DIV/0! | #DIV/0! | #DIV/0! | 0 | 0 | 0 | 0
1989-08-06 | Aug | 6 | 14:00 | 64.04 | 20 | 1614.1733 | 96850.3968 | 0 | 0 | 0.043762 | 4.4562e-08 | 0.075778 | 0.014765 | 0.24 | 0.71134 | 0 | 0.81186 | 0.0019083 | 0 | #DIV/0! | #DIV/0! | #DIV/0! | #DIV/0! | 0 | 0 | 0 | 0
1989-08-06 | Aug | 6 | 15:00 | 60.98 | 350 | 1515.7481 | 90944.8848 | 0 | 0 | 0.043514 | 4.4052e-08 | 0.076219 | 0.014685 | 0.24 | 0.71114 | 0 | 0.80281 | 0.0019195 | 0 | #DIV/0! | #DIV/0! | #DIV/0! | #DIV/0! | 0 | 0 | 0 | 0
1989-08-06 | Aug | 6 | 16:00 | 60.08 | 360 | 1732.2835 | 103937.0112 | 0 | 0 | 0.043441 | 4.3902e-08 | 0.076348 | 0.014662 | 0.24 | 0.71108 | 0 | 0.80017 | 0.0019228 | 0 | #DIV/0! | #DIV/0! | #DIV/0! | #DIV/0! | 0 | 0 | 0 | 0
1989-08-06 | Aug | 6 | 17:00 | 60.98 | 360 | 1318.8977 | 79133.8608 | 0 | 0 | 0.043514 | 4.4052e-08 | 0.076219 | 0.014685 | 0.24 | 0.71114 | 0 | 0.80281 | 0.0019195 | 0 | #DIV/0! | #DIV/0! | #DIV/0! | #DIV/0! | 0 | 0 | 0 | 0
1989-08-06 | Aug | 6 | 18:00 | 62.06 | 50 | 1318.8977 | 79133.8608 | 0 | 0 | 0.043602 | 4.4232e-08 | 0.076063 | 0.014714 | 0.24 | 0.71121 | 0 | 0.80599 | 0.0019155 | 0 | #DIV/0! | #DIV/0! | #DIV/0! | #DIV/0! | 0 | 0 | 0 | 0
1989-08-06 | Aug | 6 | 19:00 | 60.08 | 40 | 511.811 | 30708.6624 | 0 | 0 | 0.043441 | 4.3902e-08 | 0.076348 | 0.014662 | 0.24 | 0.71108 | 0 | 0.80017 | 0.0019228 | 0 | #DIV/0! | #DIV/0! | #DIV/0! | #DIV/0! | 0 | 0 | 0 | 0
1989-08-06 | Aug | 6 | 20:00 | 57.02 | 0 | 0 | 0 | 0 | 0 | 0.043193 | 4.3392e-08 | 0.076807 | 0.014583 | 0.24 | 0.71088 | 0 | 0.79108 | 0.0019342 | 0 | #DIV/0! | #DIV/0! | #DIV/0! | #DIV/0! | 0 | 0 | 0 | 0
1989-08-06 | Aug | 6 | 21:00 | 55.04 | 300 | 511.811 | 30708.6624 | 0 | 0 | 0.043033 | 4.3062e-08 | 0.077104 | 0.014531 | 0.24 | 0.71074 | 0 | 0.78525 | 0.0019416 | 0 | #DIV/0! | #DIV/0! | #DIV/0! | #DIV/0! | 0 | 0 | 0 | 0
1989-08-06 | Aug | 6 | 22:00 | 55.04 | 280 | 610.2362 | 36614.1744 | 0 | 0 | 0.043033 | 4.3062e-08 | 0.077104 | 0.014531 | 0.24 | 0.71074 | 0 | 0.78525 | 0.0019416 | 0 | #DIV/0! | #DIV/0! | #DIV/0! | #DIV/0! | 0 | 0 | 0 | 0
1989-08-06 | Aug | 6 | 23:00 | 53.96 | 280 | 511.811 | 30708.6624 | 0 | 0 | 0.042945 | 4.2882e-08 | 0.077266 | 0.014503 | 0.24 | 0.71067 | 0 | 0.78209 | 0.0019457 | 0 | #DIV/0! | #DIV/0! | #DIV/0! | #DIV/0! | 0 | 0 | 0 | 0
1989-08-06 | Aug | 6 | 24:00 | 53.96 | 280 | 511.811 | 30708.6624 | 0 | 0 | 0.042945 | 4.2882e-08 | 0.077266 | 0.014503 | 0.24 | 0.71067 | 0 | 0.78209 | 0.0019457 | 0 | #DIV/0! | #DIV/0! | #DIV/0! | #DIV/0! | 0 | 0 | 0 | 0
1989-08-07 | Aug | 7 | 1:00 | 53.06 | 290 | 610.2362 | 36614.1744 | 0 | 0 | 0.042872 | 4.2732e-08 | 0.077401 | 0.01448 | 0.24 | 0.71061 | 0 | 0.77947 | 0.0019491 | 0 | #DIV/0! | #DIV/0! | #DIV/0! | #DIV/0! | 0 | 0 | 0 | 0
1989-08-07 | Aug | 7 | 2:00 | 55.04 | 290 | 610.2362 | 36614.1744 | 0 | 0 | 0.043033 | 4.3062e-08 | 0.077104 | 0.014531 | 0.24 | 0.71074 | 0 | 0.78525 | 0.0019416 | 0 | #DIV/0! | #DIV/0! | #DIV/0! | #DIV/0! | 0 | 0 | 0 | 0
1989-08-07 | Aug | 7 | 3:00 | 55.04 | 300 | 511.811 | 30708.6624 | 0 | 0 | 0.043033 | 4.3062e-08 | 0.077104 | 0.014531 | 0.24 | 0.71074 | 0 | 0.78525 | 0.0019416 | 0 | #DIV/0! | #DIV/0! | #DIV/0! | #DIV/0! | 0 | 0 | 0 | 0
1989-08-07 | Aug | 7 | 4:00 | 53.06 | 300 | 511.811 | 30708.6624 | 0 | 0 | 0.042872 | 4.2732e-08 | 0.077401 | 0.01448 | 0.24 | 0.71061 | 0 | 0.77947 | 0.0019491 | 0 | #DIV/0! | #DIV/0! | #DIV/0! | #DIV/0! | 0 | 0 | 0 | 0
1989-08-07 | Aug | 7 | 5:00 | 53.06 | 310 | 511.811 | 30708.6624 | 0 | 0 | 0.042872 | 4.2732e-08 | 0.077401 | 0.01448 | 0.24 | 0.71061 | 0 | 0.77947 | 0.0019491 | 0 | #DIV/0! | #DIV/0! | #DIV/0! | #DIV/0! | 0 | 0 | 0 | 0
1989-08-07 | Aug | 7 | 6:00 | 55.04 | 310 | 413.3858 | 24803.1504 | 0 | 0 | 0.043033 | 4.3062e-08 | 0.077104 | 0.014531 | 0.24 | 0.71074 | 0 | 0.78525 | 0.0019416 | 0 | #DIV/0! | #DIV/0! | #DIV/0! | #DIV/0! | 0 | 0 | 0 | 0
1989-08-07 | Aug | 7 | 7:00 | 60.08 | 300 | 610.2362 | 36614.1744 | 0 | 0 | 0.043441 | 4.3902e-08 | 0.076348 | 0.014662 | 0.24 | 0.71108 | 0 | 0.80017 | 0.0019228 | 0 | #DIV/0! | #DIV/0! | #DIV/0! | #DIV/0! | 0 | 0 | 0 | 0
1989-08-07 | Aug | 7 | 8:00 | 62.96 | 10 | 610.2362 | 36614.1744 | 0 | 0 | 0.043675 | 4.4382e-08 | 0.075934 | 0.014737 | 0.24 | 0.71127 | 0 | 0.80865 | 0.0019122 | 0 | #DIV/0! | #DIV/0! | #DIV/0! | #DIV/0! | 0 | 0 | 0 | 0
1989-08-07 | Aug | 7 | 9:00 | 66.92 | 310 | 905.5118 | 54330.7104 | 0 | 0 | 0.043996 | 4.5042e-08 | 0.075364 | 0.01484 | 0.24 | 0.71153 | 0 | 0.82046 | 0.0018978 | 0 | #DIV/0! | #DIV/0! | #DIV/0! | #DIV/0! | 0 | 0 | 0 | 0
1989-08-07 | Aug | 7 | 10:00 | 68 | 310 | 905.5118 | 54330.7104 | 0 | 0 | 0.044084 | 4.5222e-08 | 0.075208 | 0.014868 | 0.24 | 0.7116 | 0 | 0.82372 | 0.0018939 | 0 | #DIV/0! | #DIV/0! | #DIV/0! | #DIV/0! | 0 | 0 | 0 | 0
1989-08-07 | Aug | 7 | 11:00 | 69.08 | 320 | 1023.6221 | 61417.3248 | 0 | 0 | 0.044171 | 4.5402e-08 | 0.075052 | 0.014896 | 0.24 | 0.71167 | 0 | 0.82698 | 0.0018901 | 0 | #DIV/0! | #DIV/0! | #DIV/0! | #DIV/0! | 0 | 0 | 0 | 0
1989-08-07 | Aug | 7 | 12:00 | 69.08 | 320 | 1122.0473 | 67322.8368 | 0 | 0 | 0.044171 | 4.5402e-08 | 0.075052 | 0.014896 | 0.24 | 0.71167 | 0 | 0.82698 | 0.0018901 | 0 | #DIV/0! | #DIV/0! | #DIV/0! | #DIV/0! | 0 | 0 | 0 | 0
1989-08-07 | Aug | 7 | 13:00 | 71.06 | 10 | 1220.4725 | 73228.3488 | 0 | 0 | 0.044295 | 4.5703e-08 | 0.074773 | 0.014948 | 0.24 | 0.7112 | 0 | 0.83294 | 0.001883 | 0 | #DIV/0! | #DIV/0! | #DIV/0! | #DIV/0! | 0 | 0 | 0 | 0
1989-08-07 | Aug | 7 | 14:00 | 69.08 | 40 | 708.6614 | 42519.6864 | 0 | 0 | 0.044171 | 4.5402e-08 | 0.075052 | 0.014896 | 0.24 | 0.71167 | 0 | 0.82698 | 0.0018901 | 0 | #DIV/0! | #DIV/0! | #DIV/0! | #DIV/0! | 0 | 0 | 0 | 0
1989-08-07 | Aug | 7 | 15:00 | 69.08 | 30 | 708.6614 | 42519.6864 | 0 | 0 | 0.044171 | 4.5402e-08 | 0.075052 | 0.014896 | 0.24 | 0.71167 | 0 | 0.82698 | 0.0018901 | 0 | #DIV/0! | #DIV/0! | #DIV/0! | #DIV/0! | 0 | 0 | 0 | 0
1989-08-07 | Aug | 7 | 16:00 | 68 | 40 | 708.6614 | 42519.6864 | 0 | 0 | 0.044084 | 4.5222e-08 | 0.075208 | 0.014868 | 0.24 | 0.7116 | 0 | 0.82372 | 0.0018939 | 0 | #DIV/0! | #DIV/0! | #DIV/0! | #DIV/0! | 0 | 0 | 0 | 0
1989-08-07 | Aug | 7 | 17:00 | 68 | 10 | 905.5118 | 54330.7104 | 0 | 0 | 0.044084 | 4.5222e-08 | 0.075208 | 0.014868 | 0.24 | 0.7116 | 0 | 0.82372 | 0.0018939 | 0 | #DIV/0! | #DIV/0! | #DIV/0! | #DIV/0! | 0 | 0 | 0 | 0
1989-08-07 | Aug | 7 | 18:00 | 66.92 | 40 | 610.2362 | 36614.1744 | 0 | 0 | 0.043996 | 4.5042e-08 | 0.075364 | 0.01484 | 0.24 | 0.71153 | 0 | 0.82046 | 0.0018978 | 0 | #DIV/0! | #DIV/0! | #DIV/0! | #DIV/0! | 0 | 0 | 0 | 0
1989-08-07 | Aug | 7 | 19:00 | 62.96 | 130 | 511.811 | 30708.6624 | 0 | 0 | 0.043675 | 4.4382e-08 | 0.075934 | 0.014737 | 0.24 | 0.71127 | 0 | 0.80865 | 0.0019122 | 0 | #DIV/0! | #DIV/0! | #DIV/0! | #DIV/0! | 0 | 0 | 0 | 0
1989-08-07 | Aug | 7 | 20:00 | 60.08 | 140 | 511.811 | 30708.6624 | 0 | 0 | 0.043441 | 4.3902e-08 | 0.076348 | 0.014662 | 0.24 | 0.71108 | 0 | 0.80017 | 0.0019228 | 0 | #DIV/0! | #DIV/0! | #DIV/0! | #DIV/0! | 0 | 0 | 0 | 0
1989-08-07 | Aug | 7 | 21:00 | 57.92 | 200 | 511.811 | 30708.6624 | 0 | 0 | 0.043266 | 4.3542e-08 | 0.076672 | 0.014606 | 0.24 | 0.71094 | 0 | 0.79374 | 0.0019308 | 0 | #DIV/0! | #DIV/0! | #DIV/0! | #DIV/0! | 0 | 0 | 0 | 0
1989-08-07 | Aug | 7 | 22:00 | 57.02 | 200 | 511.811 | 30708.6624 | 0 | 0 | 0.043193 | 4.3392e-08 | 0.076807 | 0.014583 | 0.24 | 0.71088 | 0 | 0.79108 | 0.0019342 | 0 | #DIV/0! | #DIV/0! | #DIV/0! | #DIV/0! | 0 | 0 | 0 | 0
1989-08-07 | Aug | 7 | 23:00 | 55.94 | 220 | 511.811 | 30708.6624 | 0 | 0 | 0.043106 | 4.3212e-08 | 0.076969 | 0.014554 | 0.24 | 0.71081 | 0 | 0.7879 | 0.0019382 | 0 | #DIV/0! | #DIV/0! | #DIV/0! | #DIV/0! | 0 | 0 | 0 | 0
1989-08-07 | Aug | 7 | 24:00 | 55.04 | 230 | 610.2362 | 36614.1744 | 0 | 0 | 0.043033 | 4.3062e-08 | 0.077104 | 0.014531 | 0.24 | 0.71074 | 0 | 0.78525 | 0.0019416 | 0 | #DIV/0! | #DIV/0! | #DIV/0! | #DIV/0! | 0 | 0 | 0 | 0
1989-08-08 | Aug | 8 | 1:00 | 55.94 | 240 | 610.2362 | 36614.1744 | 0 | 0 | 0.043106 | 4.3212e-08 | 0.076969 | 0.014554 | 0.24 | 0.71081 | 0 | 0.7879 | 0.0019382 | 0 | #DIV/0! | #DIV/0! | #DIV/0! | #DIV/0! | 0 | 0 | 0 | 0
1989-08-08 | Aug | 8 | 2:00 | 55.94 | 240 | 708.6614 | 42519.6864 | 0 | 0 | 0.043106 | 4.3212e-08 | 0.076969 | 0.014554 | 0.24 | 0.71081 | 0 | 0.7879 | 0.0019382 | 0 | #DIV/0! | #DIV/0! | #DIV/0! | #DIV/0! | 0 | 0 | 0 | 0
1989-08-08 | Aug | 8 | 3:00 | 55.04 | 240 | 610.2362 | 36614.1744 | 0 | 0 | 0.043033 | 4.3062e-08 | 0.077104 | 0.014531 | 0.24 | 0.71074 | 0 | 0.78525 | 0.0019416 | 0 | #DIV/0! | #DIV/0! | #DIV/0! | #DIV/0! | 0 | 0 | 0 | 0
1989-08-08 | Aug | 8 | 4:00 | 53.06 | 240 | 610.2362 | 36614.1744 | 0 | 0 | 0.042872 | 4.2732e-08 | 0.077401 | 0.01448 | 0.24 | 0.71061 | 0 | 0.77947 | 0.0019491 | 0 | #DIV/0! | #DIV/0! | #DIV/0! | #DIV/0! | 0 | 0 | 0 | 0
1989-08-08 | Aug | 8 | 5:00 | 53.06 | 250 | 511.811 | 30708.6624 | 0 | 0 | 0.042872 | 4.2732e-08 | 0.077401 | 0.01448 | 0.24 | 0.71061 | 0 | 0.77947 | 0.0019491 | 0 | #DIV/0! | #DIV/0! | #DIV/0! | #DIV/0! | 0 | 0 | 0 | 0
1989-08-08 | Aug | 8 | 6:00 | 55.04 | 260 | 708.6614 | 42519.6864 | 0 | 0 | 0.043033 | 4.3062e-08 | 0.077104 | 0.014531 | 0.24 | 0.71074 | 0 | 0.78525 | 0.0019416 | 0 | #DIV/0! | #DIV/0! | #DIV/0! | #DIV/0! | 0 | 0 | 0 | 0
1989-08-08 | Aug | 8 | 7:00 | 60.08 | 270 | 708.6614 | 42519.6864 | 0 | 0 | 0.043441 | 4.3902e-08 | 0.076348 | 0.014662 | 0.24 | 0.71108 | 0 | 0.80017 | 0.0019228 | 0 | #DIV/0! | #DIV/0! | #DIV/0! | #DIV/0! | 0 | 0 | 0 | 0
1989-08-08 | Aug | 8 | 8:00 | 64.94 | 270 | 708.6614 | 42519.6864 | 0 | 0 | 0.043835 | 4.4712e-08 | 0.075649 | 0.014788 | 0.24 | 0.7114 | 0 | 0.81454 | 0.001905 | 0 | #DIV/0! | #DIV/0! | #DIV/0! | #DIV/0! | 0 | 0 | 0 | 0
1989-08-08 | Aug | 8 | 9:00 | 69.08 | 310 | 807.0866 | 48425.1984 | 0 | 0 | 0.044171 | 4.5402e-08 | 0.075052 | 0.014896 | 0.24 | 0.71167 | 0 | 0.82698 | 0.0018901 | 0 | #DIV/0! | #DIV/0! | #DIV/0! | #DIV/0! | 0 | 0 | 0 | 0
1989-08-08 | Aug | 8 | 10:00 | 73.04 | 280 | 1122.0473 | 67322.8368 | 0 | 0 | 0.044387 | 4.5978e-08 | 0.074497 | 0.014999 | 0.24 | 0.71023 | 0 | 0.8389 | 0.001876 | 0 | #DIV/0! | #DIV/0! | #DIV/0! | #DIV/0! | 0 | 0 | 0 | 0
1989-08-08 | Aug | 8 | 11:00 | 75.02 | 230 | 1417.3229 | 85039.3728 | 0 | 0 | 0.044478 | 4.6253e-08 | 0.074222 | 0.015051 | 0.24 | 0.70926 | 0 | 0.8449 | 0.0018691 | 0 | #DIV/0! | #DIV/0! | #DIV/0! | #DIV/0! | 0 | 0 | 0 | 0
1989-08-08 | Aug | 8 | 12:00 | 73.94 | 250 | 1023.6221 | 61417.3248 | 0 | 0 | 0.044428 | 4.6103e-08 | 0.074372 | 0.015022 | 0.24 | 0.70979 | 0 | 0.84162 | 0.0018729 | 0 | #DIV/0! | #DIV/0! | #DIV/0! | #DIV/0! | 0 | 0 | 0 | 0
1989-08-08 | Aug | 8 | 13:00 | 77 | 290 | 1023.6221 | 61417.3248 | 0 | 0 | 0.04457 | 4.6528e-08 | 0.073947 | 0.015102 | 0.24 | 0.7083 | 0 | 0.85095 | 0.0018622 | 0 | #DIV/0! | #DIV/0! | #DIV/0! | #DIV/0! | 0 | 0 | 0 | 0
1989-08-08 | Aug | 8 | 14:00 | 75.02 | 260 | 1417.3229 | 85039.3728 | 0 | 0 | 0.044478 | 4.6253e-08 | 0.074222 | 0.015051 | 0.24 | 0.70926 | 0 | 0.8449 | 0.0018691 | 0 | #DIV/0! | #DIV/0! | #DIV/0! | #DIV/0! | 0 | 0 | 0 | 0
1989-08-08 | Aug | 8 | 15:00 | 75.02 | 250 | 807.0866 | 48425.1984 | 0 | 0 | 0.044478 | 4.6253e-08 | 0.074222 | 0.015051 | 0.24 | 0.70926 | 0 | 0.8449 | 0.0018691 | 0 | #DIV/0! | #DIV/0! | #DIV/0! | #DIV/0! | 0 | 0 | 0 | 0
1989-08-08 | Aug | 8 | 16:00 | 75.92 | 250 | 905.5118 | 54330.7104 | 0 | 0 | 0.04452 | 4.6378e-08 | 0.074097 | 0.015074 | 0.24 | 0.70883 | 0 | 0.84764 | 0.001866 | 0 | #DIV/0! | #DIV/0! | #DIV/0! | #DIV/0! | 0 | 0 | 0 | 0
1989-08-08 | Aug | 8 | 17:00 | 73.04 | 260 | 1122.0473 | 67322.8368 | 0 | 0 | 0.044387 | 4.5978e-08 | 0.074497 | 0.014999 | 0.24 | 0.71023 | 0 | 0.8389 | 0.001876 | 0 | #DIV/0! | #DIV/0! | #DIV/0! | #DIV/0! | 0 | 0 | 0 | 0
1989-08-08 | Aug | 8 | 18:00 | 73.04 | 0 | 0 | 0 | 0 | 0 | 0.044387 | 4.5978e-08 | 0.074497 | 0.014999 | 0.24 | 0.71023 | 0 | 0.8389 | 0.001876 | 0 | #DIV/0! | #DIV/0! | #DIV/0! | #DIV/0! | 0 | 0 | 0 | 0
1989-08-08 | Aug | 8 | 19:00 | 66.92 | 50 | 1318.8977 | 79133.8608 | 0 | 0 | 0.043996 | 4.5042e-08 | 0.075364 | 0.01484 | 0.24 | 0.71153 | 0 | 0.82046 | 0.0018978 | 0 | #DIV/0! | #DIV/0! | #DIV/0! | #DIV/0! | 0 | 0 | 0 | 0
1989-08-08 | Aug | 8 | 20:00 | 66.02 | 230 | 511.811 | 30708.6624 | 0 | 0 | 0.043923 | 4.4892e-08 | 0.075493 | 0.014817 | 0.24 | 0.71147 | 0 | 0.81776 | 0.0019011 | 0 | #DIV/0! | #DIV/0! | #DIV/0! | #DIV/0! | 0 | 0 | 0 | 0
1989-08-08 | Aug | 8 | 21:00 | 62.96 | 250 | 413.3858 | 24803.1504 | 0 | 0 | 0.043675 | 4.4382e-08 | 0.075934 | 0.014737 | 0.24 | 0.71127 | 0 | 0.80865 | 0.0019122 | 0 | #DIV/0! | #DIV/0! | #DIV/0! | #DIV/0! | 0 | 0 | 0 | 0
1989-08-08 | Aug | 8 | 22:00 | 62.96 | 290 | 610.2362 | 36614.1744 | 0 | 0 | 0.043675 | 4.4382e-08 | 0.075934 | 0.014737 | 0.24 | 0.71127 | 0 | 0.80865 | 0.0019122 | 0 | #DIV/0! | #DIV/0! | #DIV/0! | #DIV/0! | 0 | 0 | 0 | 0
1989-08-08 | Aug | 8 | 23:00 | 62.96 | 290 | 511.811 | 30708.6624 | 0 | 0 | 0.043675 | 4.4382e-08 | 0.075934 | 0.014737 | 0.24 | 0.71127 | 0 | 0.80865 | 0.0019122 | 0 | #DIV/0! | #DIV/0! | #DIV/0! | #DIV/0! | 0 | 0 | 0 | 0
1989-08-08 | Aug | 8 | 24:00 | 62.96 | 340 | 295.2756 | 17716.536 | 0 | 0 | 0.043675 | 4.4382e-08 | 0.075934 | 0.014737 | 0.24 | 0.71127 | 0 | 0.80865 | 0.0019122 | 0 | #DIV/0! | #DIV/0! | #DIV/0! | #DIV/0! | 0 | 0 | 0 | 0
1989-08-09 | Aug | 9 | 1:00 | 62.96 | 240 | 610.2362 | 36614.1744 | 0 | 0 | 0.043675 | 4.4382e-08 | 0.075934 | 0.014737 | 0.24 | 0.71127 | 0 | 0.80865 | 0.0019122 | 0 | #DIV/0! | #DIV/0! | #DIV/0! | #DIV/0! | 0 | 0 | 0 | 0
1989-08-09 | Aug | 9 | 2:00 | 64.04 | 230 | 610.2362 | 36614.1744 | 0 | 0 | 0.043762 | 4.4562e-08 | 0.075778 | 0.014765 | 0.24 | 0.71134 | 0 | 0.81186 | 0.0019083 | 0 | #DIV/0! | #DIV/0! | #DIV/0! | #DIV/0! | 0 | 0 | 0 | 0
1989-08-09 | Aug | 9 | 3:00 | 64.04 | 240 | 708.6614 | 42519.6864 | 0 | 0 | 0.043762 | 4.4562e-08 | 0.075778 | 0.014765 | 0.24 | 0.71134 | 0 | 0.81186 | 0.0019083 | 0 | #DIV/0! | #DIV/0! | #DIV/0! | #DIV/0! | 0 | 0 | 0 | 0
1989-08-09 | Aug | 9 | 4:00 | 60.98 | 0 | 0 | 0 | 0 | 0 | 0.043514 | 4.4052e-08 | 0.076219 | 0.014685 | 0.24 | 0.71114 | 0 | 0.80281 | 0.0019195 | 0 | #DIV/0! | #DIV/0! | #DIV/0! | #DIV/0! | 0 | 0 | 0 | 0
1989-08-09 | Aug | 9 | 5:00 | 60.08 | 210 | 295.2756 | 17716.536 | 0 | 0 | 0.043441 | 4.3902e-08 | 0.076348 | 0.014662 | 0.24 | 0.71108 | 0 | 0.80017 | 0.0019228 | 0 | #DIV/0! | #DIV/0! | #DIV/0! | #DIV/0! | 0 | 0 | 0 | 0
1989-08-09 | Aug | 9 | 6:00 | 60.08 | 230 | 511.811 | 30708.6624 | 0 | 0 | 0.043441 | 4.3902e-08 | 0.076348 | 0.014662 | 0.24 | 0.71108 | 0 | 0.80017 | 0.0019228 | 0 | #DIV/0! | #DIV/0! | #DIV/0! | #DIV/0! | 0 | 0 | 0 | 0
1989-08-09 | Aug | 9 | 7:00 | 64.94 | 240 | 807.0866 | 48425.1984 | 0 | 0 | 0.043835 | 4.4712e-08 | 0.075649 | 0.014788 | 0.24 | 0.7114 | 0 | 0.81454 | 0.001905 | 0 | #DIV/0! | #DIV/0! | #DIV/0! | #DIV/0! | 0 | 0 | 0 | 0
1989-08-09 | Aug | 9 | 8:00 | 69.98 | 280 | 905.5118 | 54330.7104 | 0 | 0 | 0.044244 | 4.5552e-08 | 0.074923 | 0.014919 | 0.24 | 0.71173 | 0 | 0.82971 | 0.0018869 | 0 | #DIV/0! | #DIV/0! | #DIV/0! | #DIV/0! | 0 | 0 | 0 | 0
1989-08-09 | Aug | 9 | 9:00 | 73.04 | 280 | 807.0866 | 48425.1984 | 0 | 0 | 0.044387 | 4.5978e-08 | 0.074497 | 0.014999 | 0.24 | 0.71023 | 0 | 0.8389 | 0.001876 | 0 | #DIV/0! | #DIV/0! | #DIV/0! | #DIV/0! | 0 | 0 | 0 | 0
1989-08-09 | Aug | 9 | 10:00 | 77 | 310 | 610.2362 | 36614.1744 | 0 | 0 | 0.04457 | 4.6528e-08 | 0.073947 | 0.015102 | 0.24 | 0.7083 | 0 | 0.85095 | 0.0018622 | 0 | #DIV/0! | #DIV/0! | #DIV/0! | #DIV/0! | 0 | 0 | 0 | 0
1989-08-09 | Aug | 9 | 11:00 | 78.98 | 240 | 708.6614 | 42519.6864 | 0 | 0 | 0.044662 | 4.6803e-08 | 0.073672 | 0.015153 | 0.24 | 0.70735 | 0 | 0.85704 | 0.0018554 | 0 | #DIV/0! | #DIV/0! | #DIV/0! | #DIV/0! | 0 | 0 | 0 | 0
1989-08-09 | Aug | 9 | 12:00 | 80.06 | 320 | 511.811 | 30708.6624 | 0 | 0 | 0.044712 | 4.6953e-08 | 0.073522 | 0.015182 | 0.24 | 0.70683 | 0 | 0.86038 | 0.0018516 | 0 | #DIV/0! | #DIV/0! | #DIV/0! | #DIV/0! | 0 | 0 | 0 | 0
1989-08-09 | Aug | 9 | 13:00 | 78.08 | 280 | 295.2756 | 17716.536 | 0 | 0 | 0.04462 | 4.6678e-08 | 0.073797 | 0.01513 | 0.24 | 0.70778 | 0 | 0.85426 | 0.0018585 | 0 | #DIV/0! | #DIV/0! | #DIV/0! | #DIV/0! | 0 | 0 | 0 | 0
1989-08-09 | Aug | 9 | 14:00 | 80.96 | 270 | 413.3858 | 24803.1504 | 0 | 0 | 0.044753 | 4.7078e-08 | 0.073401 | 0.015205 | 0.24 | 0.7064 | 0 | 0.86312 | 0.0018486 | 0 | #DIV/0! | #DIV/0! | #DIV/0! | #DIV/0! | 0 | 0 | 0 | 0
1989-08-09 | Aug | 9 | 15:00 | 77 | 80 | 1122.0473 | 67322.8368 | 0 | 0 | 0.04457 | 4.6528e-08 | 0.073947 | 0.015102 | 0.24 | 0.7083 | 0 | 0.85095 | 0.0018622 | 0 | #DIV/0! | #DIV/0! | #DIV/0! | #DIV/0! | 0 | 0 | 0 | 0
1989-08-09 | Aug | 9 | 16:00 | 75.92 | 90 | 1122.0473 | 67322.8368 | 0 | 0 | 0.04452 | 4.6378e-08 | 0.074097 | 0.015074 | 0.24 | 0.70883 | 0 | 0.84764 | 0.001866 | 0 | #DIV/0! | #DIV/0! | #DIV/0! | #DIV/0! | 0 | 0 | 0 | 0
1989-08-09 | Aug | 9 | 17:00 | 73.94 | 180 | 905.5118 | 54330.7104 | 0 | 0 | 0.044428 | 4.6103e-08 | 0.074372 | 0.015022 | 0.24 | 0.70979 | 0 | 0.84162 | 0.0018729 | 0 | #DIV/0! | #DIV/0! | #DIV/0! | #DIV/0! | 0 | 0 | 0 | 0
1989-08-09 | Aug | 9 | 18:00 | 73.04 | 190 | 905.5118 | 54330.7104 | 0 | 0 | 0.044387 | 4.5978e-08 | 0.074497 | 0.014999 | 0.24 | 0.71023 | 0 | 0.8389 | 0.001876 | 0 | #DIV/0! | #DIV/0! | #DIV/0! | #DIV/0! | 0 | 0 | 0 | 0
1989-08-09 | Aug | 9 | 19:00 | 69.98 | 190 | 807.0866 | 48425.1984 | 0 | 0 | 0.044244 | 4.5552e-08 | 0.074923 | 0.014919 | 0.24 | 0.71173 | 0 | 0.82971 | 0.0018869 | 0 | #DIV/0! | #DIV/0! | #DIV/0! | #DIV/0! | 0 | 0 | 0 | 0
1989-08-09 | Aug | 9 | 20:00 | 68 | 180 | 708.6614 | 42519.6864 | 0 | 0 | 0.044084 | 4.5222e-08 | 0.075208 | 0.014868 | 0.24 | 0.7116 | 0 | 0.82372 | 0.0018939 | 0 | #DIV/0! | #DIV/0! | #DIV/0! | #DIV/0! | 0 | 0 | 0 | 0
1989-08-09 | Aug | 9 | 21:00 | 66.02 | 190 | 610.2362 | 36614.1744 | 0 | 0 | 0.043923 | 4.4892e-08 | 0.075493 | 0.014817 | 0.24 | 0.71147 | 0 | 0.81776 | 0.0019011 | 0 | #DIV/0! | #DIV/0! | #DIV/0! | #DIV/0! | 0 | 0 | 0 | 0
1989-08-09 | Aug | 9 | 22:00 | 66.92 | 200 | 610.2362 | 36614.1744 | 0 | 0 | 0.043996 | 4.5042e-08 | 0.075364 | 0.01484 | 0.24 | 0.71153 | 0 | 0.82046 | 0.0018978 | 0 | #DIV/0! | #DIV/0! | #DIV/0! | #DIV/0! | 0 | 0 | 0 | 0
1989-08-09 | Aug | 9 | 23:00 | 64.04 | 210 | 511.811 | 30708.6624 | 0 | 0 | 0.043762 | 4.4562e-08 | 0.075778 | 0.014765 | 0.24 | 0.71134 | 0 | 0.81186 | 0.0019083 | 0 | #DIV/0! | #DIV/0! | #DIV/0! | #DIV/0! | 0 | 0 | 0 | 0
1989-08-09 | Aug | 9 | 24:00 | 64.04 | 210 | 511.811 | 30708.6624 | 0 | 0 | 0.043762 | 4.4562e-08 | 0.075778 | 0.014765 | 0.24 | 0.71134 | 0 | 0.81186 | 0.0019083 | 0 | #DIV/0! | #DIV/0! | #DIV/0! | #DIV/0! | 0 | 0 | 0 | 0
1989-08-10 | Aug | 10 | 1:00 | 64.04 | 220 | 511.811 | 30708.6624 | 0 | 0 | 0.043762 | 4.4562e-08 | 0.075778 | 0.014765 | 0.24 | 0.71134 | 0 | 0.81186 | 0.0019083 | 0 | #DIV/0! | #DIV/0! | #DIV/0! | #DIV/0! | 0 | 0 | 0 | 0
1989-08-10 | Aug | 10 | 2:00 | 64.04 | 230 | 610.2362 | 36614.1744 | 0 | 0 | 0.043762 | 4.4562e-08 | 0.075778 | 0.014765 | 0.24 | 0.71134 | 0 | 0.81186 | 0.0019083 | 0 | #DIV/0! | #DIV/0! | #DIV/0! | #DIV/0! | 0 | 0 | 0 | 0
1989-08-10 | Aug | 10 | 3:00 | 62.96 | 220 | 610.2362 | 36614.1744 | 0 | 0 | 0.043675 | 4.4382e-08 | 0.075934 | 0.014737 | 0.24 | 0.71127 | 0 | 0.80865 | 0.0019122 | 0 | #DIV/0! | #DIV/0! | #DIV/0! | #DIV/0! | 0 | 0 | 0 | 0
1989-08-10 | Aug | 10 | 4:00 | 62.96 | 210 | 511.811 | 30708.6624 | 0 | 0 | 0.043675 | 4.4382e-08 | 0.075934 | 0.014737 | 0.24 | 0.71127 | 0 | 0.80865 | 0.0019122 | 0 | #DIV/0! | #DIV/0! | #DIV/0! | #DIV/0! | 0 | 0 | 0 | 0
1989-08-10 | Aug | 10 | 5:00 | 62.06 | 230 | 511.811 | 30708.6624 | 0 | 0 | 0.043602 | 4.4232e-08 | 0.076063 | 0.014714 | 0.24 | 0.71121 | 0 | 0.80599 | 0.0019155 | 0 | #DIV/0! | #DIV/0! | #DIV/0! | #DIV/0! | 0 | 0 | 0 | 0
1989-08-10 | Aug | 10 | 6:00 | 62.96 | 240 | 413.3858 | 24803.1504 | 0 | 0 | 0.043675 | 4.4382e-08 | 0.075934 | 0.014737 | 0.24 | 0.71127 | 0 | 0.80865 | 0.0019122 | 0 | #DIV/0! | #DIV/0! | #DIV/0! | #DIV/0! | 0 | 0 | 0 | 0
1989-08-10 | Aug | 10 | 7:00 | 66.92 | 250 | 610.2362 | 36614.1744 | 0 | 0 | 0.043996 | 4.5042e-08 | 0.075364 | 0.01484 | 0.24 | 0.71153 | 0 | 0.82046 | 0.0018978 | 0 | #DIV/0! | #DIV/0! | #DIV/0! | #DIV/0! | 0 | 0 | 0 | 0
1989-08-10 | Aug | 10 | 8:00 | 71.96 | 240 | 807.0866 | 48425.1984 | 0 | 0 | 0.044336 | 4.5828e-08 | 0.074648 | 0.014971 | 0.24 | 0.71076 | 0 | 0.83565 | 0.0018798 | 0 | #DIV/0! | #DIV/0! | #DIV/0! | #DIV/0! | 0 | 0 | 0 | 0
1989-08-10 | Aug | 10 | 9:00 | 75.92 | 230 | 610.2362 | 36614.1744 | 0 | 0 | 0.04452 | 4.6378e-08 | 0.074097 | 0.015074 | 0.24 | 0.70883 | 0 | 0.84764 | 0.001866 | 0 | #DIV/0! | #DIV/0! | #DIV/0! | #DIV/0! | 0 | 0 | 0 | 0
1989-08-10 | Aug | 10 | 10:00 | 78.08 | 260 | 807.0866 | 48425.1984 | 0 | 0 | 0.04462 | 4.6678e-08 | 0.073797 | 0.01513 | 0.24 | 0.70778 | 0 | 0.85426 | 0.0018585 | 0 | #DIV/0! | #DIV/0! | #DIV/0! | #DIV/0! | 0 | 0 | 0 | 0
1989-08-10 | Aug | 10 | 11:00 | 80.06 | 260 | 1023.6221 | 61417.3248 | 0 | 0 | 0.044712 | 4.6953e-08 | 0.073522 | 0.015182 | 0.24 | 0.70683 | 0 | 0.86038 | 0.0018516 | 0 | #DIV/0! | #DIV/0! | #DIV/0! | #DIV/0! | 0 | 0 | 0 | 0
1989-08-10 | Aug | 10 | 12:00 | 80.96 | 260 | 708.6614 | 42519.6864 | 0 | 0 | 0.044753 | 4.7078e-08 | 0.073401 | 0.015205 | 0.24 | 0.7064 | 0 | 0.86312 | 0.0018486 | 0 | #DIV/0! | #DIV/0! | #DIV/0! | #DIV/0! | 0 | 0 | 0 | 0
1989-08-10 | Aug | 10 | 13:00 | 82.04 | 300 | 807.0866 | 48425.1984 | 0 | 0 | 0.044804 | 4.7228e-08 | 0.073257 | 0.015233 | 0.24 | 0.70589 | 0 | 0.86642 | 0.0018449 | 0 | #DIV/0! | #DIV/0! | #DIV/0! | #DIV/0! | 0 | 0 | 0 | 0
1989-08-10 | Aug | 10 | 14:00 | 82.94 | 270 | 807.0866 | 48425.1984 | 0 | 0 | 0.044845 | 4.7353e-08 | 0.073136 | 0.015256 | 0.24 | 0.70546 | 0 | 0.86918 | 0.0018418 | 0 | #DIV/0! | #DIV/0! | #DIV/0! | #DIV/0! | 0 | 0 | 0 | 0
1989-08-10 | Aug | 10 | 15:00 | 82.94 | 280 | 708.6614 | 42519.6864 | 0 | 0 | 0.044845 | 4.7353e-08 | 0.073136 | 0.015256 | 0.24 | 0.70546 | 0 | 0.86918 | 0.0018418 | 0 | #DIV/0! | #DIV/0! | #DIV/0! | #DIV/0! | 0 | 0 | 0 | 0
1989-08-10 | Aug | 10 | 16:00 | 77 | 50 | 1614.1733 | 96850.3968 | 0 | 0 | 0.04457 | 4.6528e-08 | 0.073947 | 0.015102 | 0.24 | 0.7083 | 0 | 0.85095 | 0.0018622 | 0 | #DIV/0! | #DIV/0! | #DIV/0! | #DIV/0! | 0 | 0 | 0 | 0
1989-08-10 | Aug | 10 | 17:00 | 71.96 | 30 | 1220.4725 | 73228.3488 | 0 | 0 | 0.044336 | 4.5828e-08 | 0.074648 | 0.014971 | 0.24 | 0.71076 | 0 | 0.83565 | 0.0018798 | 0 | #DIV/0! | #DIV/0! | #DIV/0! | #DIV/0! | 0 | 0 | 0 | 0
1989-08-10 | Aug | 10 | 18:00 | 69.98 | 30 | 807.0866 | 48425.1984 | 0 | 0 | 0.044244 | 4.5552e-08 | 0.074923 | 0.014919 | 0.24 | 0.71173 | 0 | 0.82971 | 0.0018869 | 0 | #DIV/0! | #DIV/0! | #DIV/0! | #DIV/0! | 0 | 0 | 0 | 0
1989-08-10 | Aug | 10 | 19:00 | 66.92 | 320 | 807.0866 | 48425.1984 | 0 | 0 | 0.043996 | 4.5042e-08 | 0.075364 | 0.01484 | 0.24 | 0.71153 | 0 | 0.82046 | 0.0018978 | 0 | #DIV/0! | #DIV/0! | #DIV/0! | #DIV/0! | 0 | 0 | 0 | 0
1989-08-10 | Aug | 10 | 20:00 | 68 | 270 | 610.2362 | 36614.1744 | 0 | 0 | 0.044084 | 4.5222e-08 | 0.075208 | 0.014868 | 0.24 | 0.7116 | 0 | 0.82372 | 0.0018939 | 0 | #DIV/0! | #DIV/0! | #DIV/0! | #DIV/0! | 0 | 0 | 0 | 0
1989-08-10 | Aug | 10 | 21:00 | 69.98 | 240 | 295.2756 | 17716.536 | 0 | 0 | 0.044244 | 4.5552e-08 | 0.074923 | 0.014919 | 0.24 | 0.71173 | 0 | 0.82971 | 0.0018869 | 0 | #DIV/0! | #DIV/0! | #DIV/0! | #DIV/0! | 0 | 0 | 0 | 0
1989-08-10 | Aug | 10 | 22:00 | 69.08 | 0 | 0 | 0 | 0 | 0 | 0.044171 | 4.5402e-08 | 0.075052 | 0.014896 | 0.24 | 0.71167 | 0 | 0.82698 | 0.0018901 | 0 | #DIV/0! | #DIV/0! | #DIV/0! | #DIV/0! | 0 | 0 | 0 | 0
1989-08-10 | Aug | 10 | 23:00 | 66.92 | 260 | 295.2756 | 17716.536 | 0 | 0 | 0.043996 | 4.5042e-08 | 0.075364 | 0.01484 | 0.24 | 0.71153 | 0 | 0.82046 | 0.0018978 | 0 | #DIV/0! | #DIV/0! | #DIV/0! | #DIV/0! | 0 | 0 | 0 | 0
1989-08-10 | Aug | 10 | 24:00 | 66.02 | 270 | 511.811 | 30708.6624 | 0 | 0 | 0.043923 | 4.4892e-08 | 0.075493 | 0.014817 | 0.24 | 0.71147 | 0 | 0.81776 | 0.0019011 | 0 | #DIV/0! | #DIV/0! | #DIV/0! | #DIV/0! | 0 | 0 | 0 | 0
1989-08-11 | Aug | 11 | 1:00 | 64.94 | 230 | 511.811 | 30708.6624 | 0 | 0 | 0.043835 | 4.4712e-08 | 0.075649 | 0.014788 | 0.24 | 0.7114 | 0 | 0.81454 | 0.001905 | 0 | #DIV/0! | #DIV/0! | #DIV/0! | #DIV/0! | 0 | 0 | 0 | 0
1989-08-11 | Aug | 11 | 2:00 | 64.04 | 220 | 413.3858 | 24803.1504 | 0 | 0 | 0.043762 | 4.4562e-08 | 0.075778 | 0.014765 | 0.24 | 0.71134 | 0 | 0.81186 | 0.0019083 | 0 | #DIV/0! | #DIV/0! | #DIV/0! | #DIV/0! | 0 | 0 | 0 | 0
1989-08-11 | Aug | 11 | 3:00 | 62.96 | 0 | 0 | 0 | 0 | 0 | 0.043675 | 4.4382e-08 | 0.075934 | 0.014737 | 0.24 | 0.71127 | 0 | 0.80865 | 0.0019122 | 0 | #DIV/0! | #DIV/0! | #DIV/0! | #DIV/0! | 0 | 0 | 0 | 0
1989-08-11 | Aug | 11 | 4:00 | 62.06 | 270 | 295.2756 | 17716.536 | 0 | 0 | 0.043602 | 4.4232e-08 | 0.076063 | 0.014714 | 0.24 | 0.71121 | 0 | 0.80599 | 0.0019155 | 0 | #DIV/0! | #DIV/0! | #DIV/0! | #DIV/0! | 0 | 0 | 0 | 0
1989-08-11 | Aug | 11 | 5:00 | 60.98 | 0 | 0 | 0 | 0 | 0 | 0.043514 | 4.4052e-08 | 0.076219 | 0.014685 | 0.24 | 0.71114 | 0 | 0.80281 | 0.0019195 | 0 | #DIV/0! | #DIV/0! | #DIV/0! | #DIV/0! | 0 | 0 | 0 | 0
1989-08-11 | Aug | 11 | 6:00 | 60.98 | 0 | 0 | 0 | 0 | 0 | 0.043514 | 4.4052e-08 | 0.076219 | 0.014685 | 0.24 | 0.71114 | 0 | 0.80281 | 0.0019195 | 0 | #DIV/0! | #DIV/0! | #DIV/0! | #DIV/0! | 0 | 0 | 0 | 0
1989-08-11 | Aug | 11 | 7:00 | 68 | 0 | 0 | 0 | 0 | 0 | 0.044084 | 4.5222e-08 | 0.075208 | 0.014868 | 0.24 | 0.7116 | 0 | 0.82372 | 0.0018939 | 0 | #DIV/0! | #DIV/0! | #DIV/0! | #DIV/0! | 0 | 0 | 0 | 0
1989-08-11 | Aug | 11 | 8:00 | 75.02 | 190 | 413.3858 | 24803.1504 | 0 | 0 | 0.044478 | 4.6253e-08 | 0.074222 | 0.015051 | 0.24 | 0.70926 | 0 | 0.8449 | 0.0018691 | 0 | #DIV/0! | #DIV/0! | #DIV/0! | #DIV/0! | 0 | 0 | 0 | 0
1989-08-11 | Aug | 11 | 9:00 | 75.92 | 190 | 610.2362 | 36614.1744 | 0 | 0 | 0.04452 | 4.6378e-08 | 0.074097 | 0.015074 | 0.24 | 0.70883 | 0 | 0.84764 | 0.001866 | 0 | #DIV/0! | #DIV/0! | #DIV/0! | #DIV/0! | 0 | 0 | 0 | 0
1989-08-11 | Aug | 11 | 10:00 | 80.06 | 150 | 413.3858 | 24803.1504 | 0 | 0 | 0.044712 | 4.6953e-08 | 0.073522 | 0.015182 | 0.24 | 0.70683 | 0 | 0.86038 | 0.0018516 | 0 | #DIV/0! | #DIV/0! | #DIV/0! | #DIV/0! | 0 | 0 | 0 | 0
1989-08-11 | Aug | 11 | 11:00 | 80.06 | 0 | 0 | 0 | 0 | 0 | 0.044712 | 4.6953e-08 | 0.073522 | 0.015182 | 0.24 | 0.70683 | 0 | 0.86038 | 0.0018516 | 0 | #DIV/0! | #DIV/0! | #DIV/0! | #DIV/0! | 0 | 0 | 0 | 0
1989-08-11 | Aug | 11 | 12:00 | 71.96 | 250 | 708.6614 | 42519.6864 | 0 | 0 | 0.044336 | 4.5828e-08 | 0.074648 | 0.014971 | 0.24 | 0.71076 | 0 | 0.83565 | 0.0018798 | 0 | #DIV/0! | #DIV/0! | #DIV/0! | #DIV/0! | 0 | 0 | 0 | 0
1989-08-11 | Aug | 11 | 13:00 | 78.08 | 320 | 905.5118 | 54330.7104 | 0 | 0 | 0.04462 | 4.6678e-08 | 0.073797 | 0.01513 | 0.24 | 0.70778 | 0 | 0.85426 | 0.0018585 | 0 | #DIV/0! | #DIV/0! | #DIV/0! | #DIV/0! | 0 | 0 | 0 | 0
1989-08-11 | Aug | 11 | 14:00 | 71.96 | 130 | 1023.6221 | 61417.3248 | 0 | 0 | 0.044336 | 4.5828e-08 | 0.074648 | 0.014971 | 0.24 | 0.71076 | 0 | 0.83565 | 0.0018798 | 0 | #DIV/0! | #DIV/0! | #DIV/0! | #DIV/0! | 0 | 0 | 0 | 0
1989-08-11 | Aug | 11 | 15:00 | 73.04 | 190 | 708.6614 | 42519.6864 | 0 | 0 | 0.044387 | 4.5978e-08 | 0.074497 | 0.014999 | 0.24 | 0.71023 | 0 | 0.8389 | 0.001876 | 0 | #DIV/0! | #DIV/0! | #DIV/0! | #DIV/0! | 0 | 0 | 0 | 0
1989-08-11 | Aug | 11 | 16:00 | 75.92 | 230 | 610.2362 | 36614.1744 | 0 | 0 | 0.04452 | 4.6378e-08 | 0.074097 | 0.015074 | 0.24 | 0.70883 | 0 | 0.84764 | 0.001866 | 0 | #DIV/0! | #DIV/0! | #DIV/0! | #DIV/0! | 0 | 0 | 0 | 0
1989-08-11 | Aug | 11 | 17:00 | 78.08 | 260 | 413.3858 | 24803.1504 | 0 | 0 | 0.04462 | 4.6678e-08 | 0.073797 | 0.01513 | 0.24 | 0.70778 | 0 | 0.85426 | 0.0018585 | 0 | #DIV/0! | #DIV/0! | #DIV/0! | #DIV/0! | 0 | 0 | 0 | 0
1989-08-11 | Aug | 11 | 18:00 | 75.92 | 0 | 0 | 0 | 0 | 0 | 0.04452 | 4.6378e-08 | 0.074097 | 0.015074 | 0.24 | 0.70883 | 0 | 0.84764 | 0.001866 | 0 | #DIV/0! | #DIV/0! | #DIV/0! | #DIV/0! | 0 | 0 | 0 | 0
1989-08-11 | Aug | 11 | 19:00 | 71.96 | 270 | 511.811 | 30708.6624 | 0 | 0 | 0.044336 | 4.5828e-08 | 0.074648 | 0.014971 | 0.24 | 0.71076 | 0 | 0.83565 | 0.0018798 | 0 | #DIV/0! | #DIV/0! | #DIV/0! | #DIV/0! | 0 | 0 | 0 | 0
1989-08-11 | Aug | 11 | 20:00 | 68 | 260 | 295.2756 | 17716.536 | 0 | 0 | 0.044084 | 4.5222e-08 | 0.075208 | 0.014868 | 0.24 | 0.7116 | 0 | 0.82372 | 0.0018939 | 0 | #DIV/0! | #DIV/0! | #DIV/0! | #DIV/0! | 0 | 0 | 0 | 0
1989-08-11 | Aug | 11 | 21:00 | 66.02 | 0 | 0 | 0 | 0 | 0 | 0.043923 | 4.4892e-08 | 0.075493 | 0.014817 | 0.24 | 0.71147 | 0 | 0.81776 | 0.0019011 | 0 | #DIV/0! | #DIV/0! | #DIV/0! | #DIV/0! | 0 | 0 | 0 | 0
1989-08-11 | Aug | 11 | 22:00 | 64.04 | 0 | 0 | 0 | 0 | 0 | 0.043762 | 4.4562e-08 | 0.075778 | 0.014765 | 0.24 | 0.71134 | 0 | 0.81186 | 0.0019083 | 0 | #DIV/0! | #DIV/0! | #DIV/0! | #DIV/0! | 0 | 0 | 0 | 0
1989-08-11 | Aug | 11 | 23:00 | 64.04 | 0 | 0 | 0 | 0 | 0 | 0.043762 | 4.4562e-08 | 0.075778 | 0.014765 | 0.24 | 0.71134 | 0 | 0.81186 | 0.0019083 | 0 | #DIV/0! | #DIV/0! | #DIV/0! | #DIV/0! | 0 | 0 | 0 | 0
1989-08-11 | Aug | 11 | 24:00 | 64.94 | 0 | 0 | 0 | 0 | 0 | 0.043835 | 4.4712e-08 | 0.075649 | 0.014788 | 0.24 | 0.7114 | 0 | 0.81454 | 0.001905 | 0 | #DIV/0! | #DIV/0! | #DIV/0! | #DIV/0! | 0 | 0 | 0 | 0
1989-08-12 | Aug | 12 | 1:00 | 62.96 | 300 | 295.2756 | 17716.536 | 0 | 0 | 0.043675 | 4.4382e-08 | 0.075934 | 0.014737 | 0.24 | 0.71127 | 0 | 0.80865 | 0.0019122 | 0 | #DIV/0! | #DIV/0! | #DIV/0! | #DIV/0! | 0 | 0 | 0 | 0
1989-08-12 | Aug | 12 | 2:00 | 62.96 | 0 | 0 | 0 | 0 | 0 | 0.043675 | 4.4382e-08 | 0.075934 | 0.014737 | 0.24 | 0.71127 | 0 | 0.80865 | 0.0019122 | 0 | #DIV/0! | #DIV/0! | #DIV/0! | #DIV/0! | 0 | 0 | 0 | 0
1989-08-12 | Aug | 12 | 3:00 | 62.96 | 210 | 413.3858 | 24803.1504 | 0 | 0 | 0.043675 | 4.4382e-08 | 0.075934 | 0.014737 | 0.24 | 0.71127 | 0 | 0.80865 | 0.0019122 | 0 | #DIV/0! | #DIV/0! | #DIV/0! | #DIV/0! | 0 | 0 | 0 | 0
1989-08-12 | Aug | 12 | 4:00 | 60.98 | 230 | 295.2756 | 17716.536 | 0 | 0 | 0.043514 | 4.4052e-08 | 0.076219 | 0.014685 | 0.24 | 0.71114 | 0 | 0.80281 | 0.0019195 | 0 | #DIV/0! | #DIV/0! | #DIV/0! | #DIV/0! | 0 | 0 | 0 | 0
1989-08-12 | Aug | 12 | 5:00 | 62.06 | 0 | 0 | 0 | 0 | 0 | 0.043602 | 4.4232e-08 | 0.076063 | 0.014714 | 0.24 | 0.71121 | 0 | 0.80599 | 0.0019155 | 0 | #DIV/0! | #DIV/0! | #DIV/0! | #DIV/0! | 0 | 0 | 0 | 0
1989-08-12 | Aug | 12 | 6:00 | 60.98 | 220 | 413.3858 | 24803.1504 | 0 | 0 | 0.043514 | 4.4052e-08 | 0.076219 | 0.014685 | 0.24 | 0.71114 | 0 | 0.80281 | 0.0019195 | 0 | #DIV/0! | #DIV/0! | #DIV/0! | #DIV/0! | 0 | 0 | 0 | 0
1989-08-12 | Aug | 12 | 7:00 | 68 | 170 | 610.2362 | 36614.1744 | 0 | 0 | 0.044084 | 4.5222e-08 | 0.075208 | 0.014868 | 0.24 | 0.7116 | 0 | 0.82372 | 0.0018939 | 0 | #DIV/0! | #DIV/0! | #DIV/0! | #DIV/0! | 0 | 0 | 0 | 0
1989-08-12 | Aug | 12 | 8:00 | 73.94 | 170 | 511.811 | 30708.6624 | 0 | 0 | 0.044428 | 4.6103e-08 | 0.074372 | 0.015022 | 0.24 | 0.70979 | 0 | 0.84162 | 0.0018729 | 0 | #DIV/0! | #DIV/0! | #DIV/0! | #DIV/0! | 0 | 0 | 0 | 0
1989-08-12 | Aug | 12 | 9:00 | 77 | 180 | 708.6614 | 42519.6864 | 0 | 0 | 0.04457 | 4.6528e-08 | 0.073947 | 0.015102 | 0.24 | 0.7083 | 0 | 0.85095 | 0.0018622 | 0 | #DIV/0! | #DIV/0! | #DIV/0! | #DIV/0! | 0 | 0 | 0 | 0
1989-08-12 | Aug | 12 | 10:00 | 78.98 | 150 | 413.3858 | 24803.1504 | 0 | 0 | 0.044662 | 4.6803e-08 | 0.073672 | 0.015153 | 0.24 | 0.70735 | 0 | 0.85704 | 0.0018554 | 0 | #DIV/0! | #DIV/0! | #DIV/0! | #DIV/0! | 0 | 0 | 0 | 0
1989-08-12 | Aug | 12 | 11:00 | 80.96 | 140 | 511.811 | 30708.6624 | 0 | 0 | 0.044753 | 4.7078e-08 | 0.073401 | 0.015205 | 0.24 | 0.7064 | 0 | 0.86312 | 0.0018486 | 0 | #DIV/0! | #DIV/0! | #DIV/0! | #DIV/0! | 0 | 0 | 0 | 0
1989-08-12 | Aug | 12 | 12:00 | 80.06 | 180 | 610.2362 | 36614.1744 | 0 | 0 | 0.044712 | 4.6953e-08 | 0.073522 | 0.015182 | 0.24 | 0.70683 | 0 | 0.86038 | 0.0018516 | 0 | #DIV/0! | #DIV/0! | #DIV/0! | #DIV/0! | 0 | 0 | 0 | 0
1989-08-12 | Aug | 12 | 13:00 | 82.94 | 360 | 1023.6221 | 61417.3248 | 0 | 0 | 0.044845 | 4.7353e-08 | 0.073136 | 0.015256 | 0.24 | 0.70546 | 0 | 0.86918 | 0.0018418 | 0 | #DIV/0! | #DIV/0! | #DIV/0! | #DIV/0! | 0 | 0 | 0 | 0
1989-08-12 | Aug | 12 | 14:00 | 71.06 | 330 | 807.0866 | 48425.1984 | 0 | 0 | 0.044295 | 4.5703e-08 | 0.074773 | 0.014948 | 0.24 | 0.7112 | 0 | 0.83294 | 0.001883 | 0 | #DIV/0! | #DIV/0! | #DIV/0! | #DIV/0! | 0 | 0 | 0 | 0
1989-08-12 | Aug | 12 | 15:00 | 69.08 | 270 | 1023.6221 | 61417.3248 | 0 | 0 | 0.044171 | 4.5402e-08 | 0.075052 | 0.014896 | 0.24 | 0.71167 | 0 | 0.82698 | 0.0018901 | 0 | #DIV/0! | #DIV/0! | #DIV/0! | #DIV/0! | 0 | 0 | 0 | 0
1989-08-12 | Aug | 12 | 16:00 | 69.98 | 280 | 1023.6221 | 61417.3248 | 0 | 0 | 0.044244 | 4.5552e-08 | 0.074923 | 0.014919 | 0.24 | 0.71173 | 0 | 0.82971 | 0.0018869 | 0 | #DIV/0! | #DIV/0! | #DIV/0! | #DIV/0! | 0 | 0 | 0 | 0
1989-08-12 | Aug | 12 | 17:00 | 68 | 170 | 295.2756 | 17716.536 | 0 | 0 | 0.044084 | 4.5222e-08 | 0.075208 | 0.014868 | 0.24 | 0.7116 | 0 | 0.82372 | 0.0018939 | 0 | #DIV/0! | #DIV/0! | #DIV/0! | #DIV/0! | 0 | 0 | 0 | 0
1989-08-12 | Aug | 12 | 18:00 | 68 | 130 | 610.2362 | 36614.1744 | 0 | 0 | 0.044084 | 4.5222e-08 | 0.075208 | 0.014868 | 0.24 | 0.7116 | 0 | 0.82372 | 0.0018939 | 0 | #DIV/0! | #DIV/0! | #DIV/0! | #DIV/0! | 0 | 0 | 0 | 0
1989-08-12 | Aug | 12 | 19:00 | 69.08 | 130 | 610.2362 | 36614.1744 | 0 | 0 | 0.044171 | 4.5402e-08 | 0.075052 | 0.014896 | 0.24 | 0.71167 | 0 | 0.82698 | 0.0018901 | 0 | #DIV/0! | #DIV/0! | #DIV/0! | #DIV/0! | 0 | 0 | 0 | 0
1989-08-12 | Aug | 12 | 20:00 | 66.02 | 320 | 511.811 | 30708.6624 | 0 | 0 | 0.043923 | 4.4892e-08 | 0.075493 | 0.014817 | 0.24 | 0.71147 | 0 | 0.81776 | 0.0019011 | 0 | #DIV/0! | #DIV/0! | #DIV/0! | #DIV/0! | 0 | 0 | 0 | 0
1989-08-12 | Aug | 12 | 21:00 | 64.94 | 320 | 511.811 | 30708.6624 | 0 | 0 | 0.043835 | 4.4712e-08 | 0.075649 | 0.014788 | 0.24 | 0.7114 | 0 | 0.81454 | 0.001905 | 0 | #DIV/0! | #DIV/0! | #DIV/0! | #DIV/0! | 0 | 0 | 0 | 0
1989-08-12 | Aug | 12 | 22:00 | 64.04 | 330 | 610.2362 | 36614.1744 | 0 | 0 | 0.043762 | 4.4562e-08 | 0.075778 | 0.014765 | 0.24 | 0.71134 | 0 | 0.81186 | 0.0019083 | 0 | #DIV/0! | #DIV/0! | #DIV/0! | #DIV/0! | 0 | 0 | 0 | 0
1989-08-12 | Aug | 12 | 23:00 | 62.06 | 240 | 413.3858 | 24803.1504 | 0 | 0 | 0.043602 | 4.4232e-08 | 0.076063 | 0.014714 | 0.24 | 0.71121 | 0 | 0.80599 | 0.0019155 | 0 | #DIV/0! | #DIV/0! | #DIV/0! | #DIV/0! | 0 | 0 | 0 | 0
1989-08-12 | Aug | 12 | 24:00 | 62.06 | 320 | 610.2362 | 36614.1744 | 0 | 0 | 0.043602 | 4.4232e-08 | 0.076063 | 0.014714 | 0.24 | 0.71121 | 0 | 0.80599 | 0.0019155 | 0 | #DIV/0! | #DIV/0! | #DIV/0! | #DIV/0! | 0 | 0 | 0 | 0
1989-08-13 | Aug | 13 | 1:00 | 62.06 | 300 | 413.3858 | 24803.1504 | 0 | 0 | 0.043602 | 4.4232e-08 | 0.076063 | 0.014714 | 0.24 | 0.71121 | 0 | 0.80599 | 0.0019155 | 0 | #DIV/0! | #DIV/0! | #DIV/0! | #DIV/0! | 0 | 0 | 0 | 0
1989-08-13 | Aug | 13 | 2:00 | 60.08 | 0 | 0 | 0 | 0 | 0 | 0.043441 | 4.3902e-08 | 0.076348 | 0.014662 | 0.24 | 0.71108 | 0 | 0.80017 | 0.0019228 | 0 | #DIV/0! | #DIV/0! | #DIV/0! | #DIV/0! | 0 | 0 | 0 | 0
1989-08-13 | Aug | 13 | 3:00 | 60.98 | 300 | 295.2756 | 17716.536 | 0 | 0 | 0.043514 | 4.4052e-08 | 0.076219 | 0.014685 | 0.24 | 0.71114 | 0 | 0.80281 | 0.0019195 | 0 | #DIV/0! | #DIV/0! | #DIV/0! | #DIV/0! | 0 | 0 | 0 | 0
1989-08-13 | Aug | 13 | 4:00 | 60.08 | 0 | 0 | 0 | 0 | 0 | 0.043441 | 4.3902e-08 | 0.076348 | 0.014662 | 0.24 | 0.71108 | 0 | 0.80017 | 0.0019228 | 0 | #DIV/0! | #DIV/0! | #DIV/0! | #DIV/0! | 0 | 0 | 0 | 0
1989-08-13 | Aug | 13 | 5:00 | 59 | 260 | 413.3858 | 24803.1504 | 0 | 0 | 0.043354 | 4.3722e-08 | 0.07651 | 0.014634 | 0.24 | 0.71101 | 0 | 0.79695 | 0.0019268 | 0 | #DIV/0! | #DIV/0! | #DIV/0! | #DIV/0! | 0 | 0 | 0 | 0
1989-08-13 | Aug | 13 | 6:00 | 60.98 | 290 | 413.3858 | 24803.1504 | 0 | 0 | 0.043514 | 4.4052e-08 | 0.076219 | 0.014685 | 0.24 | 0.71114 | 0 | 0.80281 | 0.0019195 | 0 | #DIV/0! | #DIV/0! | #DIV/0! | #DIV/0! | 0 | 0 | 0 | 0
1989-08-13 | Aug | 13 | 7:00 | 64.94 | 270 | 413.3858 | 24803.1504 | 0 | 0 | 0.043835 | 4.4712e-08 | 0.075649 | 0.014788 | 0.24 | 0.7114 | 0 | 0.81454 | 0.001905 | 0 | #DIV/0! | #DIV/0! | #DIV/0! | #DIV/0! | 0 | 0 | 0 | 0
1989-08-13 | Aug | 13 | 8:00 | 71.06 | 280 | 708.6614 | 42519.6864 | 0 | 0 | 0.044295 | 4.5703e-08 | 0.074773 | 0.014948 | 0.24 | 0.7112 | 0 | 0.83294 | 0.001883 | 0 | #DIV/0! | #DIV/0! | #DIV/0! | #DIV/0! | 0 | 0 | 0 | 0
1989-08-13 | Aug | 13 | 9:00 | 75.02 | 280 | 708.6614 | 42519.6864 | 0 | 0 | 0.044478 | 4.6253e-08 | 0.074222 | 0.015051 | 0.24 | 0.70926 | 0 | 0.8449 | 0.0018691 | 0 | #DIV/0! | #DIV/0! | #DIV/0! | #DIV/0! | 0 | 0 | 0 | 0
1989-08-13 | Aug | 13 | 10:00 | 77 | 270 | 610.2362 | 36614.1744 | 0 | 0 | 0.04457 | 4.6528e-08 | 0.073947 | 0.015102 | 0.24 | 0.7083 | 0 | 0.85095 | 0.0018622 | 0 | #DIV/0! | #DIV/0! | #DIV/0! | #DIV/0! | 0 | 0 | 0 | 0
1989-08-13 | Aug | 13 | 11:00 | 80.06 | 270 | 708.6614 | 42519.6864 | 0 | 0 | 0.044712 | 4.6953e-08 | 0.073522 | 0.015182 | 0.24 | 0.70683 | 0 | 0.86038 | 0.0018516 | 0 | #DIV/0! | #DIV/0! | #DIV/0! | #DIV/0! | 0 | 0 | 0 | 0
1989-08-13 | Aug | 13 | 12:00 | 80.96 | 260 | 413.3858 | 24803.1504 | 0 | 0 | 0.044753 | 4.7078e-08 | 0.073401 | 0.015205 | 0.24 | 0.7064 | 0 | 0.86312 | 0.0018486 | 0 | #DIV/0! | #DIV/0! | #DIV/0! | #DIV/0! | 0 | 0 | 0 | 0
1989-08-13 | Aug | 13 | 13:00 | 82.94 | 260 | 610.2362 | 36614.1744 | 0 | 0 | 0.044845 | 4.7353e-08 | 0.073136 | 0.015256 | 0.24 | 0.70546 | 0 | 0.86918 | 0.0018418 | 0 | #DIV/0! | #DIV/0! | #DIV/0! | #DIV/0! | 0 | 0 | 0 | 0
1989-08-13 | Aug | 13 | 14:00 | 80.96 | 270 | 807.0866 | 48425.1984 | 0 | 0 | 0.044753 | 4.7078e-08 | 0.073401 | 0.015205 | 0.24 | 0.7064 | 0 | 0.86312 | 0.0018486 | 0 | #DIV/0! | #DIV/0! | #DIV/0! | #DIV/0! | 0 | 0 | 0 | 0
1989-08-13 | Aug | 13 | 15:00 | 80.96 | 260 | 905.5118 | 54330.7104 | 0 | 0 | 0.044753 | 4.7078e-08 | 0.073401 | 0.015205 | 0.24 | 0.7064 | 0 | 0.86312 | 0.0018486 | 0 | #DIV/0! | #DIV/0! | #DIV/0! | #DIV/0! | 0 | 0 | 0 | 0
1989-08-13 | Aug | 13 | 16:00 | 82.04 | 270 | 807.0866 | 48425.1984 | 0 | 0 | 0.044804 | 4.7228e-08 | 0.073257 | 0.015233 | 0.24 | 0.70589 | 0 | 0.86642 | 0.0018449 | 0 | #DIV/0! | #DIV/0! | #DIV/0! | #DIV/0! | 0 | 0 | 0 | 0
1989-08-13 | Aug | 13 | 17:00 | 78.98 | 260 | 610.2362 | 36614.1744 | 0 | 0 | 0.044662 | 4.6803e-08 | 0.073672 | 0.015153 | 0.24 | 0.70735 | 0 | 0.85704 | 0.0018554 | 0 | #DIV/0! | #DIV/0! | #DIV/0! | #DIV/0! | 0 | 0 | 0 | 0
1989-08-13 | Aug | 13 | 18:00 | 78.08 | 260 | 1515.7481 | 90944.8848 | 0 | 0 | 0.04462 | 4.6678e-08 | 0.073797 | 0.01513 | 0.24 | 0.70778 | 0 | 0.85426 | 0.0018585 | 0 | #DIV/0! | #DIV/0! | #DIV/0! | #DIV/0! | 0 | 0 | 0 | 0
1989-08-13 | Aug | 13 | 19:00 | 66.92 | 190 | 295.2756 | 17716.536 | 0 | 0 | 0.043996 | 4.5042e-08 | 0.075364 | 0.01484 | 0.24 | 0.71153 | 0 | 0.82046 | 0.0018978 | 0 | #DIV/0! | #DIV/0! | #DIV/0! | #DIV/0! | 0 | 0 | 0 | 0
1989-08-13 | Aug | 13 | 20:00 | 68 | 230 | 511.811 | 30708.6624 | 0 | 0 | 0.044084 | 4.5222e-08 | 0.075208 | 0.014868 | 0.24 | 0.7116 | 0 | 0.82372 | 0.0018939 | 0 | #DIV/0! | #DIV/0! | #DIV/0! | #DIV/0! | 0 | 0 | 0 | 0
1989-08-13 | Aug | 13 | 21:00 | 68 | 280 | 511.811 | 30708.6624 | 0 | 0 | 0.044084 | 4.5222e-08 | 0.075208 | 0.014868 | 0.24 | 0.7116 | 0 | 0.82372 | 0.0018939 | 0 | #DIV/0! | #DIV/0! | #DIV/0! | #DIV/0! | 0 | 0 | 0 | 0
1989-08-13 | Aug | 13 | 22:00 | 69.98 | 310 | 511.811 | 30708.6624 | 0 | 0 | 0.044244 | 4.5552e-08 | 0.074923 | 0.014919 | 0.24 | 0.71173 | 0 | 0.82971 | 0.0018869 | 0 | #DIV/0! | #DIV/0! | #DIV/0! | #DIV/0! | 0 | 0 | 0 | 0
1989-08-13 | Aug | 13 | 23:00 | 69.98 | 300 | 708.6614 | 42519.6864 | 0 | 0 | 0.044244 | 4.5552e-08 | 0.074923 | 0.014919 | 0.24 | 0.71173 | 0 | 0.82971 | 0.0018869 | 0 | #DIV/0! | #DIV/0! | #DIV/0! | #DIV/0! | 0 | 0 | 0 | 0
1989-08-13 | Aug | 13 | 24:00 | 69.98 | 300 | 807.0866 | 48425.1984 | 0 | 0 | 0.044244 | 4.5552e-08 | 0.074923 | 0.014919 | 0.24 | 0.71173 | 0 | 0.82971 | 0.0018869 | 0 | #DIV/0! | #DIV/0! | #DIV/0! | #DIV/0! | 0 | 0 | 0 | 0
1989-08-14 | Aug | 14 | 1:00 | 69.98 | 300 | 708.6614 | 42519.6864 | 0 | 0 | 0.044244 | 4.5552e-08 | 0.074923 | 0.014919 | 0.24 | 0.71173 | 0 | 0.82971 | 0.0018869 | 0 | #DIV/0! | #DIV/0! | #DIV/0! | #DIV/0! | 0 | 0 | 0 | 0
1989-08-14 | Aug | 14 | 2:00 | 69.98 | 270 | 708.6614 | 42519.6864 | 0 | 0 | 0.044244 | 4.5552e-08 | 0.074923 | 0.014919 | 0.24 | 0.71173 | 0 | 0.82971 | 0.0018869 | 0 | #DIV/0! | #DIV/0! | #DIV/0! | #DIV/0! | 0 | 0 | 0 | 0
1989-08-14 | Aug | 14 | 3:00 | 69.98 | 270 | 511.811 | 30708.6624 | 0 | 0 | 0.044244 | 4.5552e-08 | 0.074923 | 0.014919 | 0.24 | 0.71173 | 0 | 0.82971 | 0.0018869 | 0 | #DIV/0! | #DIV/0! | #DIV/0! | #DIV/0! | 0 | 0 | 0 | 0
1989-08-14 | Aug | 14 | 4:00 | 68 | 280 | 413.3858 | 24803.1504 | 0 | 0 | 0.044084 | 4.5222e-08 | 0.075208 | 0.014868 | 0.24 | 0.7116 | 0 | 0.82372 | 0.0018939 | 0 | #DIV/0! | #DIV/0! | #DIV/0! | #DIV/0! | 0 | 0 | 0 | 0
1989-08-14 | Aug | 14 | 5:00 | 66.92 | 0 | 0 | 0 | 0 | 0 | 0.043996 | 4.5042e-08 | 0.075364 | 0.01484 | 0.24 | 0.71153 | 0 | 0.82046 | 0.0018978 | 0 | #DIV/0! | #DIV/0! | #DIV/0! | #DIV/0! | 0 | 0 | 0 | 0
1989-08-14 | Aug | 14 | 6:00 | 66.92 | 290 | 610.2362 | 36614.1744 | 0 | 0 | 0.043996 | 4.5042e-08 | 0.075364 | 0.01484 | 0.24 | 0.71153 | 0 | 0.82046 | 0.0018978 | 0 | #DIV/0! | #DIV/0! | #DIV/0! | #DIV/0! | 0 | 0 | 0 | 0
1989-08-14 | Aug | 14 | 7:00 | 69.98 | 280 | 807.0866 | 48425.1984 | 0 | 0 | 0.044244 | 4.5552e-08 | 0.074923 | 0.014919 | 0.24 | 0.71173 | 0 | 0.82971 | 0.0018869 | 0 | #DIV/0! | #DIV/0! | #DIV/0! | #DIV/0! | 0 | 0 | 0 | 0
1989-08-14 | Aug | 14 | 8:00 | 69.98 | 290 | 807.0866 | 48425.1984 | 0 | 0 | 0.044244 | 4.5552e-08 | 0.074923 | 0.014919 | 0.24 | 0.71173 | 0 | 0.82971 | 0.0018869 | 0 | #DIV/0! | #DIV/0! | #DIV/0! | #DIV/0! | 0 | 0 | 0 | 0
1989-08-14 | Aug | 14 | 9:00 | 71.96 | 210 | 1220.4725 | 73228.3488 | 0 | 0 | 0.044336 | 4.5828e-08 | 0.074648 | 0.014971 | 0.24 | 0.71076 | 0 | 0.83565 | 0.0018798 | 0 | #DIV/0! | #DIV/0! | #DIV/0! | #DIV/0! | 0 | 0 | 0 | 0
1989-08-14 | Aug | 14 | 10:00 | 77 | 220 | 1023.6221 | 61417.3248 | 0 | 0 | 0.04457 | 4.6528e-08 | 0.073947 | 0.015102 | 0.24 | 0.7083 | 0 | 0.85095 | 0.0018622 | 0 | #DIV/0! | #DIV/0! | #DIV/0! | #DIV/0! | 0 | 0 | 0 | 0
1989-08-14 | Aug | 14 | 11:00 | 78.08 | 230 | 1318.8977 | 79133.8608 | 0 | 0 | 0.04462 | 4.6678e-08 | 0.073797 | 0.01513 | 0.24 | 0.70778 | 0 | 0.85426 | 0.0018585 | 0 | #DIV/0! | #DIV/0! | #DIV/0! | #DIV/0! | 0 | 0 | 0 | 0
1989-08-14 | Aug | 14 | 12:00 | 78.08 | 270 | 1318.8977 | 79133.8608 | 0 | 0 | 0.04462 | 4.6678e-08 | 0.073797 | 0.01513 | 0.24 | 0.70778 | 0 | 0.85426 | 0.0018585 | 0 | #DIV/0! | #DIV/0! | #DIV/0! | #DIV/0! | 0 | 0 | 0 | 0
1989-08-14 | Aug | 14 | 13:00 | 75.02 | 250 | 1122.0473 | 67322.8368 | 0 | 0 | 0.044478 | 4.6253e-08 | 0.074222 | 0.015051 | 0.24 | 0.70926 | 0 | 0.8449 | 0.0018691 | 0 | #DIV/0! | #DIV/0! | #DIV/0! | #DIV/0! | 0 | 0 | 0 | 0
1989-08-14 | Aug | 14 | 14:00 | 73.94 | 260 | 1220.4725 | 73228.3488 | 0 | 0 | 0.044428 | 4.6103e-08 | 0.074372 | 0.015022 | 0.24 | 0.70979 | 0 | 0.84162 | 0.0018729 | 0 | #DIV/0! | #DIV/0! | #DIV/0! | #DIV/0! | 0 | 0 | 0 | 0
1989-08-14 | Aug | 14 | 15:00 | 68 | 230 | 807.0866 | 48425.1984 | 0 | 0 | 0.044084 | 4.5222e-08 | 0.075208 | 0.014868 | 0.24 | 0.7116 | 0 | 0.82372 | 0.0018939 | 0 | #DIV/0! | #DIV/0! | #DIV/0! | #DIV/0! | 0 | 0 | 0 | 0
1989-08-14 | Aug | 14 | 16:00 | 66.92 | 190 | 511.811 | 30708.6624 | 0 | 0 | 0.043996 | 4.5042e-08 | 0.075364 | 0.01484 | 0.24 | 0.71153 | 0 | 0.82046 | 0.0018978 | 0 | #DIV/0! | #DIV/0! | #DIV/0! | #DIV/0! | 0 | 0 | 0 | 0
1989-08-14 | Aug | 14 | 17:00 | 69.08 | 230 | 413.3858 | 24803.1504 | 0 | 0 | 0.044171 | 4.5402e-08 | 0.075052 | 0.014896 | 0.24 | 0.71167 | 0 | 0.82698 | 0.0018901 | 0 | #DIV/0! | #DIV/0! | #DIV/0! | #DIV/0! | 0 | 0 | 0 | 0
1989-08-14 | Aug | 14 | 18:00 | 68 | 220 | 511.811 | 30708.6624 | 0 | 0 | 0.044084 | 4.5222e-08 | 0.075208 | 0.014868 | 0.24 | 0.7116 | 0 | 0.82372 | 0.0018939 | 0 | #DIV/0! | #DIV/0! | #DIV/0! | #DIV/0! | 0 | 0 | 0 | 0
1989-08-14 | Aug | 14 | 19:00 | 68 | 190 | 511.811 | 30708.6624 | 0 | 0 | 0.044084 | 4.5222e-08 | 0.075208 | 0.014868 | 0.24 | 0.7116 | 0 | 0.82372 | 0.0018939 | 0 | #DIV/0! | #DIV/0! | #DIV/0! | #DIV/0! | 0 | 0 | 0 | 0
1989-08-14 | Aug | 14 | 20:00 | 68 | 190 | 610.2362 | 36614.1744 | 0 | 0 | 0.044084 | 4.5222e-08 | 0.075208 | 0.014868 | 0.24 | 0.7116 | 0 | 0.82372 | 0.0018939 | 0 | #DIV/0! | #DIV/0! | #DIV/0! | #DIV/0! | 0 | 0 | 0 | 0
1989-08-14 | Aug | 14 | 21:00 | 66.92 | 180 | 511.811 | 30708.6624 | 0 | 0 | 0.043996 | 4.5042e-08 | 0.075364 | 0.01484 | 0.24 | 0.71153 | 0 | 0.82046 | 0.0018978 | 0 | #DIV/0! | #DIV/0! | #DIV/0! | #DIV/0! | 0 | 0 | 0 | 0
1989-08-14 | Aug | 14 | 22:00 | 66.92 | 200 | 511.811 | 30708.6624 | 0 | 0 | 0.043996 | 4.5042e-08 | 0.075364 | 0.01484 | 0.24 | 0.71153 | 0 | 0.82046 | 0.0018978 | 0 | #DIV/0! | #DIV/0! | #DIV/0! | #DIV/0! | 0 | 0 | 0 | 0
1989-08-14 | Aug | 14 | 23:00 | 64.04 | 220 | 413.3858 | 24803.1504 | 0 | 0 | 0.043762 | 4.4562e-08 | 0.075778 | 0.014765 | 0.24 | 0.71134 | 0 | 0.81186 | 0.0019083 | 0 | #DIV/0! | #DIV/0! | #DIV/0! | #DIV/0! | 0 | 0 | 0 | 0
1989-08-14 | Aug | 14 | 24:00 | 62.96 | 240 | 511.811 | 30708.6624 | 0 | 0 | 0.043675 | 4.4382e-08 | 0.075934 | 0.014737 | 0.24 | 0.71127 | 0 | 0.80865 | 0.0019122 | 0 | #DIV/0! | #DIV/0! | #DIV/0! | #DIV/0! | 0 | 0 | 0 | 0
1989-08-15 | Aug | 15 | 1:00 | 62.96 | 220 | 511.811 | 30708.6624 | 0 | 0 | 0.043675 | 4.4382e-08 | 0.075934 | 0.014737 | 0.24 | 0.71127 | 0 | 0.80865 | 0.0019122 | 0 | #DIV/0! | #DIV/0! | #DIV/0! | #DIV/0! | 0 | 0 | 0 | 0
1989-08-15 | Aug | 15 | 2:00 | 62.96 | 240 | 413.3858 | 24803.1504 | 0 | 0 | 0.043675 | 4.4382e-08 | 0.075934 | 0.014737 | 0.24 | 0.71127 | 0 | 0.80865 | 0.0019122 | 0 | #DIV/0! | #DIV/0! | #DIV/0! | #DIV/0! | 0 | 0 | 0 | 0
1989-08-15 | Aug | 15 | 3:00 | 62.96 | 240 | 413.3858 | 24803.1504 | 0 | 0 | 0.043675 | 4.4382e-08 | 0.075934 | 0.014737 | 0.24 | 0.71127 | 0 | 0.80865 | 0.0019122 | 0 | #DIV/0! | #DIV/0! | #DIV/0! | #DIV/0! | 0 | 0 | 0 | 0
1989-08-15 | Aug | 15 | 4:00 | 62.06 | 0 | 0 | 0 | 0 | 0 | 0.043602 | 4.4232e-08 | 0.076063 | 0.014714 | 0.24 | 0.71121 | 0 | 0.80599 | 0.0019155 | 0 | #DIV/0! | #DIV/0! | #DIV/0! | #DIV/0! | 0 | 0 | 0 | 0
1989-08-15 | Aug | 15 | 5:00 | 64.04 | 210 | 511.811 | 30708.6624 | 0 | 0 | 0.043762 | 4.4562e-08 | 0.075778 | 0.014765 | 0.24 | 0.71134 | 0 | 0.81186 | 0.0019083 | 0 | #DIV/0! | #DIV/0! | #DIV/0! | #DIV/0! | 0 | 0 | 0 | 0
1989-08-15 | Aug | 15 | 6:00 | 64.94 | 250 | 511.811 | 30708.6624 | 0 | 0 | 0.043835 | 4.4712e-08 | 0.075649 | 0.014788 | 0.24 | 0.7114 | 0 | 0.81454 | 0.001905 | 0 | #DIV/0! | #DIV/0! | #DIV/0! | #DIV/0! | 0 | 0 | 0 | 0
1989-08-15 | Aug | 15 | 7:00 | 66.92 | 300 | 708.6614 | 42519.6864 | 0 | 0 | 0.043996 | 4.5042e-08 | 0.075364 | 0.01484 | 0.24 | 0.71153 | 0 | 0.82046 | 0.0018978 | 0 | #DIV/0! | #DIV/0! | #DIV/0! | #DIV/0! | 0 | 0 | 0 | 0
1989-08-15 | Aug | 15 | 8:00 | 69.08 | 310 | 708.6614 | 42519.6864 | 0 | 0 | 0.044171 | 4.5402e-08 | 0.075052 | 0.014896 | 0.24 | 0.71167 | 0 | 0.82698 | 0.0018901 | 0 | #DIV/0! | #DIV/0! | #DIV/0! | #DIV/0! | 0 | 0 | 0 | 0
1989-08-15 | Aug | 15 | 9:00 | 71.96 | 290 | 610.2362 | 36614.1744 | 0 | 0 | 0.044336 | 4.5828e-08 | 0.074648 | 0.014971 | 0.24 | 0.71076 | 0 | 0.83565 | 0.0018798 | 0 | #DIV/0! | #DIV/0! | #DIV/0! | #DIV/0! | 0 | 0 | 0 | 0
1989-08-15 | Aug | 15 | 10:00 | 75.02 | 300 | 610.2362 | 36614.1744 | 0 | 0 | 0.044478 | 4.6253e-08 | 0.074222 | 0.015051 | 0.24 | 0.70926 | 0 | 0.8449 | 0.0018691 | 0 | #DIV/0! | #DIV/0! | #DIV/0! | #DIV/0! | 0 | 0 | 0 | 0
1989-08-15 | Aug | 15 | 11:00 | 75.02 | 350 | 905.5118 | 54330.7104 | 0 | 0 | 0.044478 | 4.6253e-08 | 0.074222 | 0.015051 | 0.24 | 0.70926 | 0 | 0.8449 | 0.0018691 | 0 | #DIV/0! | #DIV/0! | #DIV/0! | #DIV/0! | 0 | 0 | 0 | 0
1989-08-15 | Aug | 15 | 12:00 | 75.92 | 40 | 1220.4725 | 73228.3488 | 0 | 0 | 0.04452 | 4.6378e-08 | 0.074097 | 0.015074 | 0.24 | 0.70883 | 0 | 0.84764 | 0.001866 | 0 | #DIV/0! | #DIV/0! | #DIV/0! | #DIV/0! | 0 | 0 | 0 | 0
1989-08-15 | Aug | 15 | 13:00 | 73.04 | 30 | 1417.3229 | 85039.3728 | 0 | 0 | 0.044387 | 4.5978e-08 | 0.074497 | 0.014999 | 0.24 | 0.71023 | 0 | 0.8389 | 0.001876 | 0 | #DIV/0! | #DIV/0! | #DIV/0! | #DIV/0! | 0 | 0 | 0 | 0
1989-08-15 | Aug | 15 | 14:00 | 73.04 | 50 | 1318.8977 | 79133.8608 | 0 | 0 | 0.044387 | 4.5978e-08 | 0.074497 | 0.014999 | 0.24 | 0.71023 | 0 | 0.8389 | 0.001876 | 0 | #DIV/0! | #DIV/0! | #DIV/0! | #DIV/0! | 0 | 0 | 0 | 0
1989-08-15 | Aug | 15 | 15:00 | 73.04 | 10 | 1023.6221 | 61417.3248 | 0 | 0 | 0.044387 | 4.5978e-08 | 0.074497 | 0.014999 | 0.24 | 0.71023 | 0 | 0.8389 | 0.001876 | 0 | #DIV/0! | #DIV/0! | #DIV/0! | #DIV/0! | 0 | 0 | 0 | 0
1989-08-15 | Aug | 15 | 16:00 | 73.94 | 30 | 1023.6221 | 61417.3248 | 0 | 0 | 0.044428 | 4.6103e-08 | 0.074372 | 0.015022 | 0.24 | 0.70979 | 0 | 0.84162 | 0.0018729 | 0 | #DIV/0! | #DIV/0! | #DIV/0! | #DIV/0! | 0 | 0 | 0 | 0
1989-08-15 | Aug | 15 | 17:00 | 71.06 | 40 | 1515.7481 | 90944.8848 | 0 | 0 | 0.044295 | 4.5703e-08 | 0.074773 | 0.014948 | 0.24 | 0.7112 | 0 | 0.83294 | 0.001883 | 0 | #DIV/0! | #DIV/0! | #DIV/0! | #DIV/0! | 0 | 0 | 0 | 0
1989-08-15 | Aug | 15 | 18:00 | 69.08 | 40 | 1220.4725 | 73228.3488 | 0 | 0 | 0.044171 | 4.5402e-08 | 0.075052 | 0.014896 | 0.24 | 0.71167 | 0 | 0.82698 | 0.0018901 | 0 | #DIV/0! | #DIV/0! | #DIV/0! | #DIV/0! | 0 | 0 | 0 | 0
1989-08-15 | Aug | 15 | 19:00 | 68 | 40 | 1318.8977 | 79133.8608 | 0 | 0 | 0.044084 | 4.5222e-08 | 0.075208 | 0.014868 | 0.24 | 0.7116 | 0 | 0.82372 | 0.0018939 | 0 | #DIV/0! | #DIV/0! | #DIV/0! | #DIV/0! | 0 | 0 | 0 | 0
1989-08-15 | Aug | 15 | 20:00 | 68 | 90 | 1023.6221 | 61417.3248 | 0 | 0 | 0.044084 | 4.5222e-08 | 0.075208 | 0.014868 | 0.24 | 0.7116 | 0 | 0.82372 | 0.0018939 | 0 | #DIV/0! | #DIV/0! | #DIV/0! | #DIV/0! | 0 | 0 | 0 | 0
1989-08-15 | Aug | 15 | 21:00 | 66.92 | 60 | 807.0866 | 48425.1984 | 0 | 0 | 0.043996 | 4.5042e-08 | 0.075364 | 0.01484 | 0.24 | 0.71153 | 0 | 0.82046 | 0.0018978 | 0 | #DIV/0! | #DIV/0! | #DIV/0! | #DIV/0! | 0 | 0 | 0 | 0
1989-08-15 | Aug | 15 | 22:00 | 66.02 | 50 | 610.2362 | 36614.1744 | 0 | 0 | 0.043923 | 4.4892e-08 | 0.075493 | 0.014817 | 0.24 | 0.71147 | 0 | 0.81776 | 0.0019011 | 0 | #DIV/0! | #DIV/0! | #DIV/0! | #DIV/0! | 0 | 0 | 0 | 0
1989-08-15 | Aug | 15 | 23:00 | 64.94 | 110 | 413.3858 | 24803.1504 | 0 | 0 | 0.043835 | 4.4712e-08 | 0.075649 | 0.014788 | 0.24 | 0.7114 | 0 | 0.81454 | 0.001905 | 0 | #DIV/0! | #DIV/0! | #DIV/0! | #DIV/0! | 0 | 0 | 0 | 0
1989-08-15 | Aug | 15 | 24:00 | 62.96 | 30 | 610.2362 | 36614.1744 | 0 | 0 | 0.043675 | 4.4382e-08 | 0.075934 | 0.014737 | 0.24 | 0.71127 | 0 | 0.80865 | 0.0019122 | 0 | #DIV/0! | #DIV/0! | #DIV/0! | #DIV/0! | 0 | 0 | 0 | 0
1989-08-16 | Aug | 16 | 1:00 | 60.98 | 340 | 413.3858 | 24803.1504 | 0 | 0 | 0.043514 | 4.4052e-08 | 0.076219 | 0.014685 | 0.24 | 0.71114 | 0 | 0.80281 | 0.0019195 | 0 | #DIV/0! | #DIV/0! | #DIV/0! | #DIV/0! | 0 | 0 | 0 | 0
1989-08-16 | Aug | 16 | 2:00 | 59 | 310 | 295.2756 | 17716.536 | 0 | 0 | 0.043354 | 4.3722e-08 | 0.07651 | 0.014634 | 0.24 | 0.71101 | 0 | 0.79695 | 0.0019268 | 0 | #DIV/0! | #DIV/0! | #DIV/0! | #DIV/0! | 0 | 0 | 0 | 0
1989-08-16 | Aug | 16 | 3:00 | 59 | 0 | 0 | 0 | 0 | 0 | 0.043354 | 4.3722e-08 | 0.07651 | 0.014634 | 0.24 | 0.71101 | 0 | 0.79695 | 0.0019268 | 0 | #DIV/0! | #DIV/0! | #DIV/0! | #DIV/0! | 0 | 0 | 0 | 0
1989-08-16 | Aug | 16 | 4:00 | 59 | 290 | 413.3858 | 24803.1504 | 0 | 0 | 0.043354 | 4.3722e-08 | 0.07651 | 0.014634 | 0.24 | 0.71101 | 0 | 0.79695 | 0.0019268 | 0 | #DIV/0! | #DIV/0! | #DIV/0! | #DIV/0! | 0 | 0 | 0 | 0
1989-08-16 | Aug | 16 | 5:00 | 59 | 290 | 413.3858 | 24803.1504 | 0 | 0 | 0.043354 | 4.3722e-08 | 0.07651 | 0.014634 | 0.24 | 0.71101 | 0 | 0.79695 | 0.0019268 | 0 | #DIV/0! | #DIV/0! | #DIV/0! | #DIV/0! | 0 | 0 | 0 | 0
1989-08-16 | Aug | 16 | 6:00 | 60.08 | 330 | 610.2362 | 36614.1744 | 0 | 0 | 0.043441 | 4.3902e-08 | 0.076348 | 0.014662 | 0.24 | 0.71108 | 0 | 0.80017 | 0.0019228 | 0 | #DIV/0! | #DIV/0! | #DIV/0! | #DIV/0! | 0 | 0 | 0 | 0
1989-08-16 | Aug | 16 | 7:00 | 64.04 | 310 | 708.6614 | 42519.6864 | 0 | 0 | 0.043762 | 4.4562e-08 | 0.075778 | 0.014765 | 0.24 | 0.71134 | 0 | 0.81186 | 0.0019083 | 0 | #DIV/0! | #DIV/0! | #DIV/0! | #DIV/0! | 0 | 0 | 0 | 0
1989-08-16 | Aug | 16 | 8:00 | 66.02 | 330 | 905.5118 | 54330.7104 | 0 | 0 | 0.043923 | 4.4892e-08 | 0.075493 | 0.014817 | 0.24 | 0.71147 | 0 | 0.81776 | 0.0019011 | 0 | #DIV/0! | #DIV/0! | #DIV/0! | #DIV/0! | 0 | 0 | 0 | 0
1989-08-16 | Aug | 16 | 9:00 | 69.08 | 340 | 807.0866 | 48425.1984 | 0 | 0 | 0.044171 | 4.5402e-08 | 0.075052 | 0.014896 | 0.24 | 0.71167 | 0 | 0.82698 | 0.0018901 | 0 | #DIV/0! | #DIV/0! | #DIV/0! | #DIV/0! | 0 | 0 | 0 | 0
1989-08-16 | Aug | 16 | 10:00 | 71.06 | 20 | 807.0866 | 48425.1984 | 0 | 0 | 0.044295 | 4.5703e-08 | 0.074773 | 0.014948 | 0.24 | 0.7112 | 0 | 0.83294 | 0.001883 | 0 | #DIV/0! | #DIV/0! | #DIV/0! | #DIV/0! | 0 | 0 | 0 | 0
1989-08-16 | Aug | 16 | 11:00 | 71.96 | 30 | 905.5118 | 54330.7104 | 0 | 0 | 0.044336 | 4.5828e-08 | 0.074648 | 0.014971 | 0.24 | 0.71076 | 0 | 0.83565 | 0.0018798 | 0 | #DIV/0! | #DIV/0! | #DIV/0! | #DIV/0! | 0 | 0 | 0 | 0
1989-08-16 | Aug | 16 | 12:00 | 71.06 | 40 | 708.6614 | 42519.6864 | 0 | 0 | 0.044295 | 4.5703e-08 | 0.074773 | 0.014948 | 0.24 | 0.7112 | 0 | 0.83294 | 0.001883 | 0 | #DIV/0! | #DIV/0! | #DIV/0! | #DIV/0! | 0 | 0 | 0 | 0
1989-08-16 | Aug | 16 | 13:00 | 73.94 | 20 | 807.0866 | 48425.1984 | 0 | 0 | 0.044428 | 4.6103e-08 | 0.074372 | 0.015022 | 0.24 | 0.70979 | 0 | 0.84162 | 0.0018729 | 0 | #DIV/0! | #DIV/0! | #DIV/0! | #DIV/0! | 0 | 0 | 0 | 0
1989-08-16 | Aug | 16 | 14:00 | 73.04 | 30 | 1023.6221 | 61417.3248 | 0 | 0 | 0.044387 | 4.5978e-08 | 0.074497 | 0.014999 | 0.24 | 0.71023 | 0 | 0.8389 | 0.001876 | 0 | #DIV/0! | #DIV/0! | #DIV/0! | #DIV/0! | 0 | 0 | 0 | 0
1989-08-16 | Aug | 16 | 15:00 | 73.94 | 50 | 1122.0473 | 67322.8368 | 0 | 0 | 0.044428 | 4.6103e-08 | 0.074372 | 0.015022 | 0.24 | 0.70979 | 0 | 0.84162 | 0.0018729 | 0 | #DIV/0! | #DIV/0! | #DIV/0! | #DIV/0! | 0 | 0 | 0 | 0
1989-08-16 | Aug | 16 | 16:00 | 73.04 | 40 | 905.5118 | 54330.7104 | 0 | 0 | 0.044387 | 4.5978e-08 | 0.074497 | 0.014999 | 0.24 | 0.71023 | 0 | 0.8389 | 0.001876 | 0 | #DIV/0! | #DIV/0! | #DIV/0! | #DIV/0! | 0 | 0 | 0 | 0
1989-08-16 | Aug | 16 | 17:00 | 71.96 | 80 | 807.0866 | 48425.1984 | 0 | 0 | 0.044336 | 4.5828e-08 | 0.074648 | 0.014971 | 0.24 | 0.71076 | 0 | 0.83565 | 0.0018798 | 0 | #DIV/0! | #DIV/0! | #DIV/0! | #DIV/0! | 0 | 0 | 0 | 0
1989-08-16 | Aug | 16 | 18:00 | 69.98 | 60 | 905.5118 | 54330.7104 | 0 | 0 | 0.044244 | 4.5552e-08 | 0.074923 | 0.014919 | 0.24 | 0.71173 | 0 | 0.82971 | 0.0018869 | 0 | #DIV/0! | #DIV/0! | #DIV/0! | #DIV/0! | 0 | 0 | 0 | 0
1989-08-16 | Aug | 16 | 19:00 | 69.08 | 60 | 807.0866 | 48425.1984 | 0 | 0 | 0.044171 | 4.5402e-08 | 0.075052 | 0.014896 | 0.24 | 0.71167 | 0 | 0.82698 | 0.0018901 | 0 | #DIV/0! | #DIV/0! | #DIV/0! | #DIV/0! | 0 | 0 | 0 | 0
1989-08-16 | Aug | 16 | 20:00 | 66.92 | 60 | 708.6614 | 42519.6864 | 0 | 0 | 0.043996 | 4.5042e-08 | 0.075364 | 0.01484 | 0.24 | 0.71153 | 0 | 0.82046 | 0.0018978 | 0 | #DIV/0! | #DIV/0! | #DIV/0! | #DIV/0! | 0 | 0 | 0 | 0
1989-08-16 | Aug | 16 | 21:00 | 64.94 | 30 | 511.811 | 30708.6624 | 0 | 0 | 0.043835 | 4.4712e-08 | 0.075649 | 0.014788 | 0.24 | 0.7114 | 0 | 0.81454 | 0.001905 | 0 | #DIV/0! | #DIV/0! | #DIV/0! | #DIV/0! | 0 | 0 | 0 | 0
1989-08-16 | Aug | 16 | 22:00 | 64.04 | 20 | 511.811 | 30708.6624 | 0 | 0 | 0.043762 | 4.4562e-08 | 0.075778 | 0.014765 | 0.24 | 0.71134 | 0 | 0.81186 | 0.0019083 | 0 | #DIV/0! | #DIV/0! | #DIV/0! | #DIV/0! | 0 | 0 | 0 | 0
1989-08-16 | Aug | 16 | 23:00 | 59 | 0 | 0 | 0 | 0 | 0 | 0.043354 | 4.3722e-08 | 0.07651 | 0.014634 | 0.24 | 0.71101 | 0 | 0.79695 | 0.0019268 | 0 | #DIV/0! | #DIV/0! | #DIV/0! | #DIV/0! | 0 | 0 | 0 | 0
1989-08-16 | Aug | 16 | 24:00 | 57.02 | 340 | 413.3858 | 24803.1504 | 0 | 0 | 0.043193 | 4.3392e-08 | 0.076807 | 0.014583 | 0.24 | 0.71088 | 0 | 0.79108 | 0.0019342 | 0 | #DIV/0! | #DIV/0! | #DIV/0! | #DIV/0! | 0 | 0 | 0 | 0
1989-08-17 | Aug | 17 | 1:00 | 57.92 | 0 | 0 | 0 | 0 | 0 | 0.043266 | 4.3542e-08 | 0.076672 | 0.014606 | 0.24 | 0.71094 | 0 | 0.79374 | 0.0019308 | 0 | #DIV/0! | #DIV/0! | #DIV/0! | #DIV/0! | 0 | 0 | 0 | 0
1989-08-17 | Aug | 17 | 2:00 | 57.92 | 330 | 413.3858 | 24803.1504 | 0 | 0 | 0.043266 | 4.3542e-08 | 0.076672 | 0.014606 | 0.24 | 0.71094 | 0 | 0.79374 | 0.0019308 | 0 | #DIV/0! | #DIV/0! | #DIV/0! | #DIV/0! | 0 | 0 | 0 | 0
1989-08-17 | Aug | 17 | 3:00 | 55.94 | 280 | 413.3858 | 24803.1504 | 0 | 0 | 0.043106 | 4.3212e-08 | 0.076969 | 0.014554 | 0.24 | 0.71081 | 0 | 0.7879 | 0.0019382 | 0 | #DIV/0! | #DIV/0! | #DIV/0! | #DIV/0! | 0 | 0 | 0 | 0
1989-08-17 | Aug | 17 | 4:00 | 53.96 | 330 | 295.2756 | 17716.536 | 0 | 0 | 0.042945 | 4.2882e-08 | 0.077266 | 0.014503 | 0.24 | 0.71067 | 0 | 0.78209 | 0.0019457 | 0 | #DIV/0! | #DIV/0! | #DIV/0! | #DIV/0! | 0 | 0 | 0 | 0
1989-08-17 | Aug | 17 | 5:00 | 53.96 | 330 | 295.2756 | 17716.536 | 0 | 0 | 0.042945 | 4.2882e-08 | 0.077266 | 0.014503 | 0.24 | 0.71067 | 0 | 0.78209 | 0.0019457 | 0 | #DIV/0! | #DIV/0! | #DIV/0! | #DIV/0! | 0 | 0 | 0 | 0
1989-08-17 | Aug | 17 | 6:00 | 57.02 | 340 | 610.2362 | 36614.1744 | 0 | 0 | 0.043193 | 4.3392e-08 | 0.076807 | 0.014583 | 0.24 | 0.71088 | 0 | 0.79108 | 0.0019342 | 0 | #DIV/0! | #DIV/0! | #DIV/0! | #DIV/0! | 0 | 0 | 0 | 0
1989-08-17 | Aug | 17 | 7:00 | 62.96 | 350 | 610.2362 | 36614.1744 | 0 | 0 | 0.043675 | 4.4382e-08 | 0.075934 | 0.014737 | 0.24 | 0.71127 | 0 | 0.80865 | 0.0019122 | 0 | #DIV/0! | #DIV/0! | #DIV/0! | #DIV/0! | 0 | 0 | 0 | 0
1989-08-17 | Aug | 17 | 8:00 | 66.92 | 20 | 511.811 | 30708.6624 | 0 | 0 | 0.043996 | 4.5042e-08 | 0.075364 | 0.01484 | 0.24 | 0.71153 | 0 | 0.82046 | 0.0018978 | 0 | #DIV/0! | #DIV/0! | #DIV/0! | #DIV/0! | 0 | 0 | 0 | 0
1989-08-17 | Aug | 17 | 9:00 | 71.06 | 50 | 807.0866 | 48425.1984 | 0 | 0 | 0.044295 | 4.5703e-08 | 0.074773 | 0.014948 | 0.24 | 0.7112 | 0 | 0.83294 | 0.001883 | 0 | #DIV/0! | #DIV/0! | #DIV/0! | #DIV/0! | 0 | 0 | 0 | 0
1989-08-17 | Aug | 17 | 10:00 | 73.94 | 60 | 905.5118 | 54330.7104 | 0 | 0 | 0.044428 | 4.6103e-08 | 0.074372 | 0.015022 | 0.24 | 0.70979 | 0 | 0.84162 | 0.0018729 | 0 | #DIV/0! | #DIV/0! | #DIV/0! | #DIV/0! | 0 | 0 | 0 | 0
1989-08-17 | Aug | 17 | 11:00 | 75.02 | 50 | 1023.6221 | 61417.3248 | 0 | 0 | 0.044478 | 4.6253e-08 | 0.074222 | 0.015051 | 0.24 | 0.70926 | 0 | 0.8449 | 0.0018691 | 0 | #DIV/0! | #DIV/0! | #DIV/0! | #DIV/0! | 0 | 0 | 0 | 0
1989-08-17 | Aug | 17 | 12:00 | 77 | 70 | 1318.8977 | 79133.8608 | 0 | 0 | 0.04457 | 4.6528e-08 | 0.073947 | 0.015102 | 0.24 | 0.7083 | 0 | 0.85095 | 0.0018622 | 0 | #DIV/0! | #DIV/0! | #DIV/0! | #DIV/0! | 0 | 0 | 0 | 0
1989-08-17 | Aug | 17 | 13:00 | 78.08 | 80 | 1220.4725 | 73228.3488 | 0 | 0 | 0.04462 | 4.6678e-08 | 0.073797 | 0.01513 | 0.24 | 0.70778 | 0 | 0.85426 | 0.0018585 | 0 | #DIV/0! | #DIV/0! | #DIV/0! | #DIV/0! | 0 | 0 | 0 | 0
1989-08-17 | Aug | 17 | 14:00 | 77 | 60 | 1417.3229 | 85039.3728 | 0 | 0 | 0.04457 | 4.6528e-08 | 0.073947 | 0.015102 | 0.24 | 0.7083 | 0 | 0.85095 | 0.0018622 | 0 | #DIV/0! | #DIV/0! | #DIV/0! | #DIV/0! | 0 | 0 | 0 | 0
1989-08-17 | Aug | 17 | 15:00 | 75.92 | 50 | 1220.4725 | 73228.3488 | 0 | 0 | 0.04452 | 4.6378e-08 | 0.074097 | 0.015074 | 0.24 | 0.70883 | 0 | 0.84764 | 0.001866 | 0 | #DIV/0! | #DIV/0! | #DIV/0! | #DIV/0! | 0 | 0 | 0 | 0
1989-08-17 | Aug | 17 | 16:00 | 75.02 | 40 | 1023.6221 | 61417.3248 | 0 | 0 | 0.044478 | 4.6253e-08 | 0.074222 | 0.015051 | 0.24 | 0.70926 | 0 | 0.8449 | 0.0018691 | 0 | #DIV/0! | #DIV/0! | #DIV/0! | #DIV/0! | 0 | 0 | 0 | 0
1989-08-17 | Aug | 17 | 17:00 | 73.04 | 50 | 1318.8977 | 79133.8608 | 0 | 0 | 0.044387 | 4.5978e-08 | 0.074497 | 0.014999 | 0.24 | 0.71023 | 0 | 0.8389 | 0.001876 | 0 | #DIV/0! | #DIV/0! | #DIV/0! | #DIV/0! | 0 | 0 | 0 | 0
1989-08-17 | Aug | 17 | 18:00 | 71.06 | 30 | 1023.6221 | 61417.3248 | 0 | 0 | 0.044295 | 4.5703e-08 | 0.074773 | 0.014948 | 0.24 | 0.7112 | 0 | 0.83294 | 0.001883 | 0 | #DIV/0! | #DIV/0! | #DIV/0! | #DIV/0! | 0 | 0 | 0 | 0
1989-08-17 | Aug | 17 | 19:00 | 69.08 | 30 | 905.5118 | 54330.7104 | 0 | 0 | 0.044171 | 4.5402e-08 | 0.075052 | 0.014896 | 0.24 | 0.71167 | 0 | 0.82698 | 0.0018901 | 0 | #DIV/0! | #DIV/0! | #DIV/0! | #DIV/0! | 0 | 0 | 0 | 0
1989-08-17 | Aug | 17 | 20:00 | 66.02 | 30 | 708.6614 | 42519.6864 | 0 | 0 | 0.043923 | 4.4892e-08 | 0.075493 | 0.014817 | 0.24 | 0.71147 | 0 | 0.81776 | 0.0019011 | 0 | #DIV/0! | #DIV/0! | #DIV/0! | #DIV/0! | 0 | 0 | 0 | 0
1989-08-17 | Aug | 17 | 21:00 | 64.94 | 30 | 511.811 | 30708.6624 | 0 | 0 | 0.043835 | 4.4712e-08 | 0.075649 | 0.014788 | 0.24 | 0.7114 | 0 | 0.81454 | 0.001905 | 0 | #DIV/0! | #DIV/0! | #DIV/0! | #DIV/0! | 0 | 0 | 0 | 0
1989-08-17 | Aug | 17 | 22:00 | 64.04 | 30 | 610.2362 | 36614.1744 | 0 | 0 | 0.043762 | 4.4562e-08 | 0.075778 | 0.014765 | 0.24 | 0.71134 | 0 | 0.81186 | 0.0019083 | 0 | #DIV/0! | #DIV/0! | #DIV/0! | #DIV/0! | 0 | 0 | 0 | 0
1989-08-17 | Aug | 17 | 23:00 | 62.06 | 320 | 295.2756 | 17716.536 | 0 | 0 | 0.043602 | 4.4232e-08 | 0.076063 | 0.014714 | 0.24 | 0.71121 | 0 | 0.80599 | 0.0019155 | 0 | #DIV/0! | #DIV/0! | #DIV/0! | #DIV/0! | 0 | 0 | 0 | 0
1989-08-17 | Aug | 17 | 24:00 | 62.96 | 350 | 610.2362 | 36614.1744 | 0 | 0 | 0.043675 | 4.4382e-08 | 0.075934 | 0.014737 | 0.24 | 0.71127 | 0 | 0.80865 | 0.0019122 | 0 | #DIV/0! | #DIV/0! | #DIV/0! | #DIV/0! | 0 | 0 | 0 | 0
1989-08-18 | Aug | 18 | 1:00 | 59 | 310 | 295.2756 | 17716.536 | 0 | 0 | 0.043354 | 4.3722e-08 | 0.07651 | 0.014634 | 0.24 | 0.71101 | 0 | 0.79695 | 0.0019268 | 0 | #DIV/0! | #DIV/0! | #DIV/0! | #DIV/0! | 0 | 0 | 0 | 0
1989-08-18 | Aug | 18 | 2:00 | 57.02 | 350 | 511.811 | 30708.6624 | 0 | 0 | 0.043193 | 4.3392e-08 | 0.076807 | 0.014583 | 0.24 | 0.71088 | 0 | 0.79108 | 0.0019342 | 0 | #DIV/0! | #DIV/0! | #DIV/0! | #DIV/0! | 0 | 0 | 0 | 0
1989-08-18 | Aug | 18 | 3:00 | 55.94 | 270 | 413.3858 | 24803.1504 | 0 | 0 | 0.043106 | 4.3212e-08 | 0.076969 | 0.014554 | 0.24 | 0.71081 | 0 | 0.7879 | 0.0019382 | 0 | #DIV/0! | #DIV/0! | #DIV/0! | #DIV/0! | 0 | 0 | 0 | 0
1989-08-18 | Aug | 18 | 4:00 | 55.94 | 320 | 413.3858 | 24803.1504 | 0 | 0 | 0.043106 | 4.3212e-08 | 0.076969 | 0.014554 | 0.24 | 0.71081 | 0 | 0.7879 | 0.0019382 | 0 | #DIV/0! | #DIV/0! | #DIV/0! | #DIV/0! | 0 | 0 | 0 | 0
1989-08-18 | Aug | 18 | 5:00 | 55.94 | 350 | 413.3858 | 24803.1504 | 0 | 0 | 0.043106 | 4.3212e-08 | 0.076969 | 0.014554 | 0.24 | 0.71081 | 0 | 0.7879 | 0.0019382 | 0 | #DIV/0! | #DIV/0! | #DIV/0! | #DIV/0! | 0 | 0 | 0 | 0
1989-08-18 | Aug | 18 | 6:00 | 57.92 | 340 | 413.3858 | 24803.1504 | 0 | 0 | 0.043266 | 4.3542e-08 | 0.076672 | 0.014606 | 0.24 | 0.71094 | 0 | 0.79374 | 0.0019308 | 0 | #DIV/0! | #DIV/0! | #DIV/0! | #DIV/0! | 0 | 0 | 0 | 0
1989-08-18 | Aug | 18 | 7:00 | 64.94 | 10 | 511.811 | 30708.6624 | 0 | 0 | 0.043835 | 4.4712e-08 | 0.075649 | 0.014788 | 0.24 | 0.7114 | 0 | 0.81454 | 0.001905 | 0 | #DIV/0! | #DIV/0! | #DIV/0! | #DIV/0! | 0 | 0 | 0 | 0
1989-08-18 | Aug | 18 | 8:00 | 69.08 | 60 | 708.6614 | 42519.6864 | 0 | 0 | 0.044171 | 4.5402e-08 | 0.075052 | 0.014896 | 0.24 | 0.71167 | 0 | 0.82698 | 0.0018901 | 0 | #DIV/0! | #DIV/0! | #DIV/0! | #DIV/0! | 0 | 0 | 0 | 0
1989-08-18 | Aug | 18 | 9:00 | 73.04 | 60 | 807.0866 | 48425.1984 | 0 | 0 | 0.044387 | 4.5978e-08 | 0.074497 | 0.014999 | 0.24 | 0.71023 | 0 | 0.8389 | 0.001876 | 0 | #DIV/0! | #DIV/0! | #DIV/0! | #DIV/0! | 0 | 0 | 0 | 0
1989-08-18 | Aug | 18 | 10:00 | 75.02 | 70 | 905.5118 | 54330.7104 | 0 | 0 | 0.044478 | 4.6253e-08 | 0.074222 | 0.015051 | 0.24 | 0.70926 | 0 | 0.8449 | 0.0018691 | 0 | #DIV/0! | #DIV/0! | #DIV/0! | #DIV/0! | 0 | 0 | 0 | 0
1989-08-18 | Aug | 18 | 11:00 | 77 | 70 | 1023.6221 | 61417.3248 | 0 | 0 | 0.04457 | 4.6528e-08 | 0.073947 | 0.015102 | 0.24 | 0.7083 | 0 | 0.85095 | 0.0018622 | 0 | #DIV/0! | #DIV/0! | #DIV/0! | #DIV/0! | 0 | 0 | 0 | 0
1989-08-18 | Aug | 18 | 12:00 | 77 | 90 | 708.6614 | 42519.6864 | 0 | 0 | 0.04457 | 4.6528e-08 | 0.073947 | 0.015102 | 0.24 | 0.7083 | 0 | 0.85095 | 0.0018622 | 0 | #DIV/0! | #DIV/0! | #DIV/0! | #DIV/0! | 0 | 0 | 0 | 0
1989-08-18 | Aug | 18 | 13:00 | 77 | 100 | 905.5118 | 54330.7104 | 0 | 0 | 0.04457 | 4.6528e-08 | 0.073947 | 0.015102 | 0.24 | 0.7083 | 0 | 0.85095 | 0.0018622 | 0 | #DIV/0! | #DIV/0! | #DIV/0! | #DIV/0! | 0 | 0 | 0 | 0
1989-08-18 | Aug | 18 | 14:00 | 75.92 | 70 | 905.5118 | 54330.7104 | 0 | 0 | 0.04452 | 4.6378e-08 | 0.074097 | 0.015074 | 0.24 | 0.70883 | 0 | 0.84764 | 0.001866 | 0 | #DIV/0! | #DIV/0! | #DIV/0! | #DIV/0! | 0 | 0 | 0 | 0
1989-08-18 | Aug | 18 | 15:00 | 75.92 | 100 | 905.5118 | 54330.7104 | 0 | 0 | 0.04452 | 4.6378e-08 | 0.074097 | 0.015074 | 0.24 | 0.70883 | 0 | 0.84764 | 0.001866 | 0 | #DIV/0! | #DIV/0! | #DIV/0! | #DIV/0! | 0 | 0 | 0 | 0
1989-08-18 | Aug | 18 | 16:00 | 75.92 | 60 | 905.5118 | 54330.7104 | 0 | 0 | 0.04452 | 4.6378e-08 | 0.074097 | 0.015074 | 0.24 | 0.70883 | 0 | 0.84764 | 0.001866 | 0 | #DIV/0! | #DIV/0! | #DIV/0! | #DIV/0! | 0 | 0 | 0 | 0
1989-08-18 | Aug | 18 | 17:00 | 73.94 | 70 | 1122.0473 | 67322.8368 | 0 | 0 | 0.044428 | 4.6103e-08 | 0.074372 | 0.015022 | 0.24 | 0.70979 | 0 | 0.84162 | 0.0018729 | 0 | #DIV/0! | #DIV/0! | #DIV/0! | #DIV/0! | 0 | 0 | 0 | 0
1989-08-18 | Aug | 18 | 18:00 | 71.96 | 100 | 807.0866 | 48425.1984 | 0 | 0 | 0.044336 | 4.5828e-08 | 0.074648 | 0.014971 | 0.24 | 0.71076 | 0 | 0.83565 | 0.0018798 | 0 | #DIV/0! | #DIV/0! | #DIV/0! | #DIV/0! | 0 | 0 | 0 | 0
1989-08-18 | Aug | 18 | 19:00 | 69.08 | 80 | 1023.6221 | 61417.3248 | 0 | 0 | 0.044171 | 4.5402e-08 | 0.075052 | 0.014896 | 0.24 | 0.71167 | 0 | 0.82698 | 0.0018901 | 0 | #DIV/0! | #DIV/0! | #DIV/0! | #DIV/0! | 0 | 0 | 0 | 0
1989-08-18 | Aug | 18 | 20:00 | 66.92 | 110 | 807.0866 | 48425.1984 | 0 | 0 | 0.043996 | 4.5042e-08 | 0.075364 | 0.01484 | 0.24 | 0.71153 | 0 | 0.82046 | 0.0018978 | 0 | #DIV/0! | #DIV/0! | #DIV/0! | #DIV/0! | 0 | 0 | 0 | 0
1989-08-18 | Aug | 18 | 21:00 | 64.94 | 130 | 413.3858 | 24803.1504 | 0 | 0 | 0.043835 | 4.4712e-08 | 0.075649 | 0.014788 | 0.24 | 0.7114 | 0 | 0.81454 | 0.001905 | 0 | #DIV/0! | #DIV/0! | #DIV/0! | #DIV/0! | 0 | 0 | 0 | 0
1989-08-18 | Aug | 18 | 22:00 | 64.94 | 120 | 610.2362 | 36614.1744 | 0 | 0 | 0.043835 | 4.4712e-08 | 0.075649 | 0.014788 | 0.24 | 0.7114 | 0 | 0.81454 | 0.001905 | 0 | #DIV/0! | #DIV/0! | #DIV/0! | #DIV/0! | 0 | 0 | 0 | 0
1989-08-18 | Aug | 18 | 23:00 | 60.98 | 130 | 295.2756 | 17716.536 | 0 | 0 | 0.043514 | 4.4052e-08 | 0.076219 | 0.014685 | 0.24 | 0.71114 | 0 | 0.80281 | 0.0019195 | 0 | #DIV/0! | #DIV/0! | #DIV/0! | #DIV/0! | 0 | 0 | 0 | 0
1989-08-18 | Aug | 18 | 24:00 | 60.98 | 120 | 413.3858 | 24803.1504 | 0 | 0 | 0.043514 | 4.4052e-08 | 0.076219 | 0.014685 | 0.24 | 0.71114 | 0 | 0.80281 | 0.0019195 | 0 | #DIV/0! | #DIV/0! | #DIV/0! | #DIV/0! | 0 | 0 | 0 | 0
1989-08-19 | Aug | 19 | 1:00 | 57.92 | 280 | 295.2756 | 17716.536 | 0 | 0 | 0.043266 | 4.3542e-08 | 0.076672 | 0.014606 | 0.24 | 0.71094 | 0 | 0.79374 | 0.0019308 | 0 | #DIV/0! | #DIV/0! | #DIV/0! | #DIV/0! | 0 | 0 | 0 | 0
1989-08-19 | Aug | 19 | 2:00 | 57.02 | 180 | 295.2756 | 17716.536 | 0 | 0 | 0.043193 | 4.3392e-08 | 0.076807 | 0.014583 | 0.24 | 0.71088 | 0 | 0.79108 | 0.0019342 | 0 | #DIV/0! | #DIV/0! | #DIV/0! | #DIV/0! | 0 | 0 | 0 | 0
1989-08-19 | Aug | 19 | 3:00 | 57.02 | 0 | 0 | 0 | 0 | 0 | 0.043193 | 4.3392e-08 | 0.076807 | 0.014583 | 0.24 | 0.71088 | 0 | 0.79108 | 0.0019342 | 0 | #DIV/0! | #DIV/0! | #DIV/0! | #DIV/0! | 0 | 0 | 0 | 0
1989-08-19 | Aug | 19 | 4:00 | 55.94 | 0 | 0 | 0 | 0 | 0 | 0.043106 | 4.3212e-08 | 0.076969 | 0.014554 | 0.24 | 0.71081 | 0 | 0.7879 | 0.0019382 | 0 | #DIV/0! | #DIV/0! | #DIV/0! | #DIV/0! | 0 | 0 | 0 | 0
1989-08-19 | Aug | 19 | 5:00 | 57.02 | 170 | 295.2756 | 17716.536 | 0 | 0 | 0.043193 | 4.3392e-08 | 0.076807 | 0.014583 | 0.24 | 0.71088 | 0 | 0.79108 | 0.0019342 | 0 | #DIV/0! | #DIV/0! | #DIV/0! | #DIV/0! | 0 | 0 | 0 | 0
1989-08-19 | Aug | 19 | 6:00 | 57.92 | 150 | 511.811 | 30708.6624 | 0 | 0 | 0.043266 | 4.3542e-08 | 0.076672 | 0.014606 | 0.24 | 0.71094 | 0 | 0.79374 | 0.0019308 | 0 | #DIV/0! | #DIV/0! | #DIV/0! | #DIV/0! | 0 | 0 | 0 | 0
1989-08-19 | Aug | 19 | 7:00 | 64.04 | 160 | 807.0866 | 48425.1984 | 0 | 0 | 0.043762 | 4.4562e-08 | 0.075778 | 0.014765 | 0.24 | 0.71134 | 0 | 0.81186 | 0.0019083 | 0 | #DIV/0! | #DIV/0! | #DIV/0! | #DIV/0! | 0 | 0 | 0 | 0
1989-08-19 | Aug | 19 | 8:00 | 69.08 | 170 | 708.6614 | 42519.6864 | 0 | 0 | 0.044171 | 4.5402e-08 | 0.075052 | 0.014896 | 0.24 | 0.71167 | 0 | 0.82698 | 0.0018901 | 0 | #DIV/0! | #DIV/0! | #DIV/0! | #DIV/0! | 0 | 0 | 0 | 0
1989-08-19 | Aug | 19 | 9:00 | 73.04 | 210 | 708.6614 | 42519.6864 | 0 | 0 | 0.044387 | 4.5978e-08 | 0.074497 | 0.014999 | 0.24 | 0.71023 | 0 | 0.8389 | 0.001876 | 0 | #DIV/0! | #DIV/0! | #DIV/0! | #DIV/0! | 0 | 0 | 0 | 0
1989-08-19 | Aug | 19 | 10:00 | 75.92 | 180 | 610.2362 | 36614.1744 | 0 | 0 | 0.04452 | 4.6378e-08 | 0.074097 | 0.015074 | 0.24 | 0.70883 | 0 | 0.84764 | 0.001866 | 0 | #DIV/0! | #DIV/0! | #DIV/0! | #DIV/0! | 0 | 0 | 0 | 0
1989-08-19 | Aug | 19 | 11:00 | 77 | 180 | 708.6614 | 42519.6864 | 0 | 0 | 0.04457 | 4.6528e-08 | 0.073947 | 0.015102 | 0.24 | 0.7083 | 0 | 0.85095 | 0.0018622 | 0 | #DIV/0! | #DIV/0! | #DIV/0! | #DIV/0! | 0 | 0 | 0 | 0
1989-08-19 | Aug | 19 | 12:00 | 78.08 | 170 | 807.0866 | 48425.1984 | 0 | 0 | 0.04462 | 4.6678e-08 | 0.073797 | 0.01513 | 0.24 | 0.70778 | 0 | 0.85426 | 0.0018585 | 0 | #DIV/0! | #DIV/0! | #DIV/0! | #DIV/0! | 0 | 0 | 0 | 0
1989-08-19 | Aug | 19 | 13:00 | 78.08 | 170 | 1122.0473 | 67322.8368 | 0 | 0 | 0.04462 | 4.6678e-08 | 0.073797 | 0.01513 | 0.24 | 0.70778 | 0 | 0.85426 | 0.0018585 | 0 | #DIV/0! | #DIV/0! | #DIV/0! | #DIV/0! | 0 | 0 | 0 | 0
1989-08-19 | Aug | 19 | 14:00 | 78.98 | 180 | 807.0866 | 48425.1984 | 0 | 0 | 0.044662 | 4.6803e-08 | 0.073672 | 0.015153 | 0.24 | 0.70735 | 0 | 0.85704 | 0.0018554 | 0 | #DIV/0! | #DIV/0! | #DIV/0! | #DIV/0! | 0 | 0 | 0 | 0
1989-08-19 | Aug | 19 | 15:00 | 78.98 | 180 | 1515.7481 | 90944.8848 | 0 | 0 | 0.044662 | 4.6803e-08 | 0.073672 | 0.015153 | 0.24 | 0.70735 | 0 | 0.85704 | 0.0018554 | 0 | #DIV/0! | #DIV/0! | #DIV/0! | #DIV/0! | 0 | 0 | 0 | 0
1989-08-19 | Aug | 19 | 16:00 | 78.08 | 170 | 1417.3229 | 85039.3728 | 0 | 0 | 0.04462 | 4.6678e-08 | 0.073797 | 0.01513 | 0.24 | 0.70778 | 0 | 0.85426 | 0.0018585 | 0 | #DIV/0! | #DIV/0! | #DIV/0! | #DIV/0! | 0 | 0 | 0 | 0
1989-08-19 | Aug | 19 | 17:00 | 77 | 170 | 1318.8977 | 79133.8608 | 0 | 0 | 0.04457 | 4.6528e-08 | 0.073947 | 0.015102 | 0.24 | 0.7083 | 0 | 0.85095 | 0.0018622 | 0 | #DIV/0! | #DIV/0! | #DIV/0! | #DIV/0! | 0 | 0 | 0 | 0
1989-08-19 | Aug | 19 | 18:00 | 75.92 | 170 | 1122.0473 | 67322.8368 | 0 | 0 | 0.04452 | 4.6378e-08 | 0.074097 | 0.015074 | 0.24 | 0.70883 | 0 | 0.84764 | 0.001866 | 0 | #DIV/0! | #DIV/0! | #DIV/0! | #DIV/0! | 0 | 0 | 0 | 0
1989-08-19 | Aug | 19 | 19:00 | 75.02 | 160 | 1023.6221 | 61417.3248 | 0 | 0 | 0.044478 | 4.6253e-08 | 0.074222 | 0.015051 | 0.24 | 0.70926 | 0 | 0.8449 | 0.0018691 | 0 | #DIV/0! | #DIV/0! | #DIV/0! | #DIV/0! | 0 | 0 | 0 | 0
1989-08-19 | Aug | 19 | 20:00 | 75.02 | 160 | 1318.8977 | 79133.8608 | 0 | 0 | 0.044478 | 4.6253e-08 | 0.074222 | 0.015051 | 0.24 | 0.70926 | 0 | 0.8449 | 0.0018691 | 0 | #DIV/0! | #DIV/0! | #DIV/0! | #DIV/0! | 0 | 0 | 0 | 0
1989-08-19 | Aug | 19 | 21:00 | 73.94 | 170 | 1220.4725 | 73228.3488 | 0 | 0 | 0.044428 | 4.6103e-08 | 0.074372 | 0.015022 | 0.24 | 0.70979 | 0 | 0.84162 | 0.0018729 | 0 | #DIV/0! | #DIV/0! | #DIV/0! | #DIV/0! | 0 | 0 | 0 | 0
1989-08-19 | Aug | 19 | 22:00 | 73.04 | 160 | 1318.8977 | 79133.8608 | 0 | 0 | 0.044387 | 4.5978e-08 | 0.074497 | 0.014999 | 0.24 | 0.71023 | 0 | 0.8389 | 0.001876 | 0 | #DIV/0! | #DIV/0! | #DIV/0! | #DIV/0! | 0 | 0 | 0 | 0
1989-08-19 | Aug | 19 | 23:00 | 71.06 | 170 | 1417.3229 | 85039.3728 | 0 | 0 | 0.044295 | 4.5703e-08 | 0.074773 | 0.014948 | 0.24 | 0.7112 | 0 | 0.83294 | 0.001883 | 0 | #DIV/0! | #DIV/0! | #DIV/0! | #DIV/0! | 0 | 0 | 0 | 0
1989-08-19 | Aug | 19 | 24:00 | 68 | 180 | 1515.7481 | 90944.8848 | 0 | 0 | 0.044084 | 4.5222e-08 | 0.075208 | 0.014868 | 0.24 | 0.7116 | 0 | 0.82372 | 0.0018939 | 0 | #DIV/0! | #DIV/0! | #DIV/0! | #DIV/0! | 0 | 0 | 0 | 0
1989-08-20 | Aug | 20 | 1:00 | 68 | 170 | 1220.4725 | 73228.3488 | 0 | 0 | 0.044084 | 4.5222e-08 | 0.075208 | 0.014868 | 0.24 | 0.7116 | 0 | 0.82372 | 0.0018939 | 0 | #DIV/0! | #DIV/0! | #DIV/0! | #DIV/0! | 0 | 0 | 0 | 0
1989-08-20 | Aug | 20 | 2:00 | 69.98 | 210 | 1417.3229 | 85039.3728 | 0 | 0 | 0.044244 | 4.5552e-08 | 0.074923 | 0.014919 | 0.24 | 0.71173 | 0 | 0.82971 | 0.0018869 | 0 | #DIV/0! | #DIV/0! | #DIV/0! | #DIV/0! | 0 | 0 | 0 | 0
1989-08-20 | Aug | 20 | 3:00 | 69.98 | 260 | 1023.6221 | 61417.3248 | 0 | 0 | 0.044244 | 4.5552e-08 | 0.074923 | 0.014919 | 0.24 | 0.71173 | 0 | 0.82971 | 0.0018869 | 0 | #DIV/0! | #DIV/0! | #DIV/0! | #DIV/0! | 0 | 0 | 0 | 0
1989-08-20 | Aug | 20 | 4:00 | 71.06 | 230 | 1023.6221 | 61417.3248 | 0 | 0 | 0.044295 | 4.5703e-08 | 0.074773 | 0.014948 | 0.24 | 0.7112 | 0 | 0.83294 | 0.001883 | 0 | #DIV/0! | #DIV/0! | #DIV/0! | #DIV/0! | 0 | 0 | 0 | 0
1989-08-20 | Aug | 20 | 5:00 | 71.06 | 260 | 807.0866 | 48425.1984 | 0 | 0 | 0.044295 | 4.5703e-08 | 0.074773 | 0.014948 | 0.24 | 0.7112 | 0 | 0.83294 | 0.001883 | 0 | #DIV/0! | #DIV/0! | #DIV/0! | #DIV/0! | 0 | 0 | 0 | 0
1989-08-20 | Aug | 20 | 6:00 | 71.06 | 220 | 708.6614 | 42519.6864 | 0 | 0 | 0.044295 | 4.5703e-08 | 0.074773 | 0.014948 | 0.24 | 0.7112 | 0 | 0.83294 | 0.001883 | 0 | #DIV/0! | #DIV/0! | #DIV/0! | #DIV/0! | 0 | 0 | 0 | 0
1989-08-20 | Aug | 20 | 7:00 | 71.96 | 220 | 708.6614 | 42519.6864 | 0 | 0 | 0.044336 | 4.5828e-08 | 0.074648 | 0.014971 | 0.24 | 0.71076 | 0 | 0.83565 | 0.0018798 | 0 | #DIV/0! | #DIV/0! | #DIV/0! | #DIV/0! | 0 | 0 | 0 | 0
1989-08-20 | Aug | 20 | 8:00 | 73.04 | 240 | 1023.6221 | 61417.3248 | 0 | 0 | 0.044387 | 4.5978e-08 | 0.074497 | 0.014999 | 0.24 | 0.71023 | 0 | 0.8389 | 0.001876 | 0 | #DIV/0! | #DIV/0! | #DIV/0! | #DIV/0! | 0 | 0 | 0 | 0
1989-08-20 | Aug | 20 | 9:00 | 75.92 | 260 | 1122.0473 | 67322.8368 | 0 | 0 | 0.04452 | 4.6378e-08 | 0.074097 | 0.015074 | 0.24 | 0.70883 | 0 | 0.84764 | 0.001866 | 0 | #DIV/0! | #DIV/0! | #DIV/0! | #DIV/0! | 0 | 0 | 0 | 0
1989-08-20 | Aug | 20 | 10:00 | 78.98 | 240 | 1122.0473 | 67322.8368 | 0 | 0 | 0.044662 | 4.6803e-08 | 0.073672 | 0.015153 | 0.24 | 0.70735 | 0 | 0.85704 | 0.0018554 | 0 | #DIV/0! | #DIV/0! | #DIV/0! | #DIV/0! | 0 | 0 | 0 | 0
1989-08-20 | Aug | 20 | 11:00 | 80.06 | 250 | 1023.6221 | 61417.3248 | 0 | 0 | 0.044712 | 4.6953e-08 | 0.073522 | 0.015182 | 0.24 | 0.70683 | 0 | 0.86038 | 0.0018516 | 0 | #DIV/0! | #DIV/0! | #DIV/0! | #DIV/0! | 0 | 0 | 0 | 0
1989-08-20 | Aug | 20 | 12:00 | 82.04 | 230 | 1220.4725 | 73228.3488 | 0 | 0 | 0.044804 | 4.7228e-08 | 0.073257 | 0.015233 | 0.24 | 0.70589 | 0 | 0.86642 | 0.0018449 | 0 | #DIV/0! | #DIV/0! | #DIV/0! | #DIV/0! | 0 | 0 | 0 | 0
1989-08-20 | Aug | 20 | 13:00 | 84.02 | 280 | 1023.6221 | 61417.3248 | 0 | 0 | 0.044895 | 4.7503e-08 | 0.072991 | 0.015285 | 0.24 | 0.70495 | 0 | 0.87251 | 0.0018382 | 0 | #DIV/0! | #DIV/0! | #DIV/0! | #DIV/0! | 0 | 0 | 0 | 0
1989-08-20 | Aug | 20 | 14:00 | 82.04 | 270 | 905.5118 | 54330.7104 | 0 | 0 | 0.044804 | 4.7228e-08 | 0.073257 | 0.015233 | 0.24 | 0.70589 | 0 | 0.86642 | 0.0018449 | 0 | #DIV/0! | #DIV/0! | #DIV/0! | #DIV/0! | 0 | 0 | 0 | 0
1989-08-20 | Aug | 20 | 15:00 | 84.02 | 290 | 1318.8977 | 79133.8608 | 0 | 0 | 0.044895 | 4.7503e-08 | 0.072991 | 0.015285 | 0.24 | 0.70495 | 0 | 0.87251 | 0.0018382 | 0 | #DIV/0! | #DIV/0! | #DIV/0! | #DIV/0! | 0 | 0 | 0 | 0
1989-08-20 | Aug | 20 | 16:00 | 80.96 | 280 | 1122.0473 | 67322.8368 | 0 | 0 | 0.044753 | 4.7078e-08 | 0.073401 | 0.015205 | 0.24 | 0.7064 | 0 | 0.86312 | 0.0018486 | 0 | #DIV/0! | #DIV/0! | #DIV/0! | #DIV/0! | 0 | 0 | 0 | 0
1989-08-20 | Aug | 20 | 17:00 | 82.04 | 270 | 1122.0473 | 67322.8368 | 0 | 0 | 0.044804 | 4.7228e-08 | 0.073257 | 0.015233 | 0.24 | 0.70589 | 0 | 0.86642 | 0.0018449 | 0 | #DIV/0! | #DIV/0! | #DIV/0! | #DIV/0! | 0 | 0 | 0 | 0
1989-08-20 | Aug | 20 | 18:00 | 78.98 | 270 | 1220.4725 | 73228.3488 | 0 | 0 | 0.044662 | 4.6803e-08 | 0.073672 | 0.015153 | 0.24 | 0.70735 | 0 | 0.85704 | 0.0018554 | 0 | #DIV/0! | #DIV/0! | #DIV/0! | #DIV/0! | 0 | 0 | 0 | 0
1989-08-20 | Aug | 20 | 19:00 | 73.94 | 270 | 610.2362 | 36614.1744 | 0 | 0 | 0.044428 | 4.6103e-08 | 0.074372 | 0.015022 | 0.24 | 0.70979 | 0 | 0.84162 | 0.0018729 | 0 | #DIV/0! | #DIV/0! | #DIV/0! | #DIV/0! | 0 | 0 | 0 | 0
1989-08-20 | Aug | 20 | 20:00 | 71.96 | 0 | 0 | 0 | 0 | 0 | 0.044336 | 4.5828e-08 | 0.074648 | 0.014971 | 0.24 | 0.71076 | 0 | 0.83565 | 0.0018798 | 0 | #DIV/0! | #DIV/0! | #DIV/0! | #DIV/0! | 0 | 0 | 0 | 0
1989-08-20 | Aug | 20 | 21:00 | 68 | 270 | 511.811 | 30708.6624 | 0 | 0 | 0.044084 | 4.5222e-08 | 0.075208 | 0.014868 | 0.24 | 0.7116 | 0 | 0.82372 | 0.0018939 | 0 | #DIV/0! | #DIV/0! | #DIV/0! | #DIV/0! | 0 | 0 | 0 | 0
1989-08-20 | Aug | 20 | 22:00 | 66.92 | 260 | 610.2362 | 36614.1744 | 0 | 0 | 0.043996 | 4.5042e-08 | 0.075364 | 0.01484 | 0.24 | 0.71153 | 0 | 0.82046 | 0.0018978 | 0 | #DIV/0! | #DIV/0! | #DIV/0! | #DIV/0! | 0 | 0 | 0 | 0
1989-08-20 | Aug | 20 | 23:00 | 64.94 | 260 | 708.6614 | 42519.6864 | 0 | 0 | 0.043835 | 4.4712e-08 | 0.075649 | 0.014788 | 0.24 | 0.7114 | 0 | 0.81454 | 0.001905 | 0 | #DIV/0! | #DIV/0! | #DIV/0! | #DIV/0! | 0 | 0 | 0 | 0
1989-08-20 | Aug | 20 | 24:00 | 66.02 | 270 | 708.6614 | 42519.6864 | 0 | 0 | 0.043923 | 4.4892e-08 | 0.075493 | 0.014817 | 0.24 | 0.71147 | 0 | 0.81776 | 0.0019011 | 0 | #DIV/0! | #DIV/0! | #DIV/0! | #DIV/0! | 0 | 0 | 0 | 0
1989-08-21 | Aug | 21 | 1:00 | 64.04 | 280 | 511.811 | 30708.6624 | 0 | 0 | 0.043762 | 4.4562e-08 | 0.075778 | 0.014765 | 0.24 | 0.71134 | 0 | 0.81186 | 0.0019083 | 0 | #DIV/0! | #DIV/0! | #DIV/0! | #DIV/0! | 0 | 0 | 0 | 0
1989-08-21 | Aug | 21 | 2:00 | 62.96 | 270 | 413.3858 | 24803.1504 | 0 | 0 | 0.043675 | 4.4382e-08 | 0.075934 | 0.014737 | 0.24 | 0.71127 | 0 | 0.80865 | 0.0019122 | 0 | #DIV/0! | #DIV/0! | #DIV/0! | #DIV/0! | 0 | 0 | 0 | 0
1989-08-21 | Aug | 21 | 3:00 | 60.98 | 0 | 0 | 0 | 0 | 0 | 0.043514 | 4.4052e-08 | 0.076219 | 0.014685 | 0.24 | 0.71114 | 0 | 0.80281 | 0.0019195 | 0 | #DIV/0! | #DIV/0! | #DIV/0! | #DIV/0! | 0 | 0 | 0 | 0
1989-08-21 | Aug | 21 | 4:00 | 60.98 | 260 | 413.3858 | 24803.1504 | 0 | 0 | 0.043514 | 4.4052e-08 | 0.076219 | 0.014685 | 0.24 | 0.71114 | 0 | 0.80281 | 0.0019195 | 0 | #DIV/0! | #DIV/0! | #DIV/0! | #DIV/0! | 0 | 0 | 0 | 0
1989-08-21 | Aug | 21 | 5:00 | 62.06 | 200 | 295.2756 | 17716.536 | 0 | 0 | 0.043602 | 4.4232e-08 | 0.076063 | 0.014714 | 0.24 | 0.71121 | 0 | 0.80599 | 0.0019155 | 0 | #DIV/0! | #DIV/0! | #DIV/0! | #DIV/0! | 0 | 0 | 0 | 0
1989-08-21 | Aug | 21 | 6:00 | 62.06 | 0 | 0 | 0 | 0 | 0 | 0.043602 | 4.4232e-08 | 0.076063 | 0.014714 | 0.24 | 0.71121 | 0 | 0.80599 | 0.0019155 | 0 | #DIV/0! | #DIV/0! | #DIV/0! | #DIV/0! | 0 | 0 | 0 | 0
1989-08-21 | Aug | 21 | 7:00 | 69.98 | 0 | 0 | 0 | 0 | 0 | 0.044244 | 4.5552e-08 | 0.074923 | 0.014919 | 0.24 | 0.71173 | 0 | 0.82971 | 0.0018869 | 0 | #DIV/0! | #DIV/0! | #DIV/0! | #DIV/0! | 0 | 0 | 0 | 0
1989-08-21 | Aug | 21 | 8:00 | 73.04 | 160 | 511.811 | 30708.6624 | 0 | 0 | 0.044387 | 4.5978e-08 | 0.074497 | 0.014999 | 0.24 | 0.71023 | 0 | 0.8389 | 0.001876 | 0 | #DIV/0! | #DIV/0! | #DIV/0! | #DIV/0! | 0 | 0 | 0 | 0
1989-08-21 | Aug | 21 | 9:00 | 78.08 | 130 | 295.2756 | 17716.536 | 0 | 0 | 0.04462 | 4.6678e-08 | 0.073797 | 0.01513 | 0.24 | 0.70778 | 0 | 0.85426 | 0.0018585 | 0 | #DIV/0! | #DIV/0! | #DIV/0! | #DIV/0! | 0 | 0 | 0 | 0
1989-08-21 | Aug | 21 | 10:00 | 80.96 | 180 | 610.2362 | 36614.1744 | 0 | 0 | 0.044753 | 4.7078e-08 | 0.073401 | 0.015205 | 0.24 | 0.7064 | 0 | 0.86312 | 0.0018486 | 0 | #DIV/0! | #DIV/0! | #DIV/0! | #DIV/0! | 0 | 0 | 0 | 0
1989-08-21 | Aug | 21 | 11:00 | 82.94 | 0 | 0 | 0 | 0 | 0 | 0.044845 | 4.7353e-08 | 0.073136 | 0.015256 | 0.24 | 0.70546 | 0 | 0.86918 | 0.0018418 | 0 | #DIV/0! | #DIV/0! | #DIV/0! | #DIV/0! | 0 | 0 | 0 | 0
1989-08-21 | Aug | 21 | 12:00 | 84.02 | 0 | 0 | 0 | 0 | 0 | 0.044895 | 4.7503e-08 | 0.072991 | 0.015285 | 0.24 | 0.70495 | 0 | 0.87251 | 0.0018382 | 0 | #DIV/0! | #DIV/0! | #DIV/0! | #DIV/0! | 0 | 0 | 0 | 0
1989-08-21 | Aug | 21 | 13:00 | 84.92 | 130 | 708.6614 | 42519.6864 | 0 | 0 | 0.044937 | 4.7628e-08 | 0.072871 | 0.015308 | 0.24 | 0.70453 | 0 | 0.87529 | 0.0018351 | 0 | #DIV/0! | #DIV/0! | #DIV/0! | #DIV/0! | 0 | 0 | 0 | 0
1989-08-21 | Aug | 21 | 14:00 | 87.08 | 160 | 1023.6221 | 61417.3248 | 0 | 0 | 0.045037 | 4.7928e-08 | 0.072581 | 0.015364 | 0.24 | 0.70352 | 0 | 0.882 | 0.0018279 | 0 | #DIV/0! | #DIV/0! | #DIV/0! | #DIV/0! | 0 | 0 | 0 | 0
1989-08-21 | Aug | 21 | 15:00 | 84.92 | 200 | 807.0866 | 48425.1984 | 0 | 0 | 0.044937 | 4.7628e-08 | 0.072871 | 0.015308 | 0.24 | 0.70453 | 0 | 0.87529 | 0.0018351 | 0 | #DIV/0! | #DIV/0! | #DIV/0! | #DIV/0! | 0 | 0 | 0 | 0
1989-08-21 | Aug | 21 | 16:00 | 84.02 | 200 | 1122.0473 | 67322.8368 | 0 | 0 | 0.044895 | 4.7503e-08 | 0.072991 | 0.015285 | 0.24 | 0.70495 | 0 | 0.87251 | 0.0018382 | 0 | #DIV/0! | #DIV/0! | #DIV/0! | #DIV/0! | 0 | 0 | 0 | 0
1989-08-21 | Aug | 21 | 17:00 | 82.04 | 200 | 905.5118 | 54330.7104 | 0 | 0 | 0.044804 | 4.7228e-08 | 0.073257 | 0.015233 | 0.24 | 0.70589 | 0 | 0.86642 | 0.0018449 | 0 | #DIV/0! | #DIV/0! | #DIV/0! | #DIV/0! | 0 | 0 | 0 | 0
1989-08-21 | Aug | 21 | 18:00 | 80.96 | 190 | 1023.6221 | 61417.3248 | 0 | 0 | 0.044753 | 4.7078e-08 | 0.073401 | 0.015205 | 0.24 | 0.7064 | 0 | 0.86312 | 0.0018486 | 0 | #DIV/0! | #DIV/0! | #DIV/0! | #DIV/0! | 0 | 0 | 0 | 0
1989-08-21 | Aug | 21 | 19:00 | 78.98 | 200 | 905.5118 | 54330.7104 | 0 | 0 | 0.044662 | 4.6803e-08 | 0.073672 | 0.015153 | 0.24 | 0.70735 | 0 | 0.85704 | 0.0018554 | 0 | #DIV/0! | #DIV/0! | #DIV/0! | #DIV/0! | 0 | 0 | 0 | 0
1989-08-21 | Aug | 21 | 20:00 | 77 | 170 | 807.0866 | 48425.1984 | 0 | 0 | 0.04457 | 4.6528e-08 | 0.073947 | 0.015102 | 0.24 | 0.7083 | 0 | 0.85095 | 0.0018622 | 0 | #DIV/0! | #DIV/0! | #DIV/0! | #DIV/0! | 0 | 0 | 0 | 0
1989-08-21 | Aug | 21 | 21:00 | 75.02 | 180 | 708.6614 | 42519.6864 | 0 | 0 | 0.044478 | 4.6253e-08 | 0.074222 | 0.015051 | 0.24 | 0.70926 | 0 | 0.8449 | 0.0018691 | 0 | #DIV/0! | #DIV/0! | #DIV/0! | #DIV/0! | 0 | 0 | 0 | 0
1989-08-21 | Aug | 21 | 22:00 | 75.92 | 180 | 1023.6221 | 61417.3248 | 0 | 0 | 0.04452 | 4.6378e-08 | 0.074097 | 0.015074 | 0.24 | 0.70883 | 0 | 0.84764 | 0.001866 | 0 | #DIV/0! | #DIV/0! | #DIV/0! | #DIV/0! | 0 | 0 | 0 | 0
1989-08-21 | Aug | 21 | 23:00 | 75.02 | 170 | 1122.0473 | 67322.8368 | 0 | 0 | 0.044478 | 4.6253e-08 | 0.074222 | 0.015051 | 0.24 | 0.70926 | 0 | 0.8449 | 0.0018691 | 0 | #DIV/0! | #DIV/0! | #DIV/0! | #DIV/0! | 0 | 0 | 0 | 0
1989-08-21 | Aug | 21 | 24:00 | 75.02 | 180 | 1023.6221 | 61417.3248 | 0 | 0 | 0.044478 | 4.6253e-08 | 0.074222 | 0.015051 | 0.24 | 0.70926 | 0 | 0.8449 | 0.0018691 | 0 | #DIV/0! | #DIV/0! | #DIV/0! | #DIV/0! | 0 | 0 | 0 | 0
1989-08-22 | Aug | 22 | 1:00 | 73.04 | 190 | 708.6614 | 42519.6864 | 0 | 0 | 0.044387 | 4.5978e-08 | 0.074497 | 0.014999 | 0.24 | 0.71023 | 0 | 0.8389 | 0.001876 | 0 | #DIV/0! | #DIV/0! | #DIV/0! | #DIV/0! | 0 | 0 | 0 | 0
1989-08-22 | Aug | 22 | 2:00 | 73.04 | 200 | 1122.0473 | 67322.8368 | 0 | 0 | 0.044387 | 4.5978e-08 | 0.074497 | 0.014999 | 0.24 | 0.71023 | 0 | 0.8389 | 0.001876 | 0 | #DIV/0! | #DIV/0! | #DIV/0! | #DIV/0! | 0 | 0 | 0 | 0
1989-08-22 | Aug | 22 | 3:00 | 73.94 | 190 | 1220.4725 | 73228.3488 | 0 | 0 | 0.044428 | 4.6103e-08 | 0.074372 | 0.015022 | 0.24 | 0.70979 | 0 | 0.84162 | 0.0018729 | 0 | #DIV/0! | #DIV/0! | #DIV/0! | #DIV/0! | 0 | 0 | 0 | 0
1989-08-22 | Aug | 22 | 4:00 | 73.04 | 210 | 1318.8977 | 79133.8608 | 0 | 0 | 0.044387 | 4.5978e-08 | 0.074497 | 0.014999 | 0.24 | 0.71023 | 0 | 0.8389 | 0.001876 | 0 | #DIV/0! | #DIV/0! | #DIV/0! | #DIV/0! | 0 | 0 | 0 | 0
1989-08-22 | Aug | 22 | 5:00 | 73.04 | 220 | 1515.7481 | 90944.8848 | 0 | 0 | 0.044387 | 4.5978e-08 | 0.074497 | 0.014999 | 0.24 | 0.71023 | 0 | 0.8389 | 0.001876 | 0 | #DIV/0! | #DIV/0! | #DIV/0! | #DIV/0! | 0 | 0 | 0 | 0
1989-08-22 | Aug | 22 | 6:00 | 73.04 | 210 | 1515.7481 | 90944.8848 | 0 | 0 | 0.044387 | 4.5978e-08 | 0.074497 | 0.014999 | 0.24 | 0.71023 | 0 | 0.8389 | 0.001876 | 0 | #DIV/0! | #DIV/0! | #DIV/0! | #DIV/0! | 0 | 0 | 0 | 0
1989-08-22 | Aug | 22 | 7:00 | 71.96 | 230 | 1023.6221 | 61417.3248 | 0 | 0 | 0.044336 | 4.5828e-08 | 0.074648 | 0.014971 | 0.24 | 0.71076 | 0 | 0.83565 | 0.0018798 | 0 | #DIV/0! | #DIV/0! | #DIV/0! | #DIV/0! | 0 | 0 | 0 | 0
1989-08-22 | Aug | 22 | 8:00 | 71.06 | 230 | 708.6614 | 42519.6864 | 0 | 0 | 0.044295 | 4.5703e-08 | 0.074773 | 0.014948 | 0.24 | 0.7112 | 0 | 0.83294 | 0.001883 | 0 | #DIV/0! | #DIV/0! | #DIV/0! | #DIV/0! | 0 | 0 | 0 | 0
1989-08-22 | Aug | 22 | 9:00 | 71.96 | 210 | 807.0866 | 48425.1984 | 0 | 0 | 0.044336 | 4.5828e-08 | 0.074648 | 0.014971 | 0.24 | 0.71076 | 0 | 0.83565 | 0.0018798 | 0 | #DIV/0! | #DIV/0! | #DIV/0! | #DIV/0! | 0 | 0 | 0 | 0
1989-08-22 | Aug | 22 | 10:00 | 73.94 | 230 | 807.0866 | 48425.1984 | 0 | 0 | 0.044428 | 4.6103e-08 | 0.074372 | 0.015022 | 0.24 | 0.70979 | 0 | 0.84162 | 0.0018729 | 0 | #DIV/0! | #DIV/0! | #DIV/0! | #DIV/0! | 0 | 0 | 0 | 0
1989-08-22 | Aug | 22 | 11:00 | 75.02 | 220 | 807.0866 | 48425.1984 | 0 | 0 | 0.044478 | 4.6253e-08 | 0.074222 | 0.015051 | 0.24 | 0.70926 | 0 | 0.8449 | 0.0018691 | 0 | #DIV/0! | #DIV/0! | #DIV/0! | #DIV/0! | 0 | 0 | 0 | 0
1989-08-22 | Aug | 22 | 12:00 | 77 | 220 | 1220.4725 | 73228.3488 | 0 | 0 | 0.04457 | 4.6528e-08 | 0.073947 | 0.015102 | 0.24 | 0.7083 | 0 | 0.85095 | 0.0018622 | 0 | #DIV/0! | #DIV/0! | #DIV/0! | #DIV/0! | 0 | 0 | 0 | 0
1989-08-22 | Aug | 22 | 13:00 | 78.08 | 220 | 1318.8977 | 79133.8608 | 0 | 0 | 0.04462 | 4.6678e-08 | 0.073797 | 0.01513 | 0.24 | 0.70778 | 0 | 0.85426 | 0.0018585 | 0 | #DIV/0! | #DIV/0! | #DIV/0! | #DIV/0! | 0 | 0 | 0 | 0
1989-08-22 | Aug | 22 | 14:00 | 80.06 | 220 | 1220.4725 | 73228.3488 | 0 | 0 | 0.044712 | 4.6953e-08 | 0.073522 | 0.015182 | 0.24 | 0.70683 | 0 | 0.86038 | 0.0018516 | 0 | #DIV/0! | #DIV/0! | #DIV/0! | #DIV/0! | 0 | 0 | 0 | 0
1989-08-22 | Aug | 22 | 15:00 | 82.94 | 220 | 1023.6221 | 61417.3248 | 0 | 0 | 0.044845 | 4.7353e-08 | 0.073136 | 0.015256 | 0.24 | 0.70546 | 0 | 0.86918 | 0.0018418 | 0 | #DIV/0! | #DIV/0! | #DIV/0! | #DIV/0! | 0 | 0 | 0 | 0
1989-08-22 | Aug | 22 | 16:00 | 82.94 | 230 | 1122.0473 | 67322.8368 | 0 | 0 | 0.044845 | 4.7353e-08 | 0.073136 | 0.015256 | 0.24 | 0.70546 | 0 | 0.86918 | 0.0018418 | 0 | #DIV/0! | #DIV/0! | #DIV/0! | #DIV/0! | 0 | 0 | 0 | 0
1989-08-22 | Aug | 22 | 17:00 | 84.02 | 220 | 1023.6221 | 61417.3248 | 0 | 0 | 0.044895 | 4.7503e-08 | 0.072991 | 0.015285 | 0.24 | 0.70495 | 0 | 0.87251 | 0.0018382 | 0 | #DIV/0! | #DIV/0! | #DIV/0! | #DIV/0! | 0 | 0 | 0 | 0
1989-08-22 | Aug | 22 | 18:00 | 82.04 | 220 | 807.0866 | 48425.1984 | 0 | 0 | 0.044804 | 4.7228e-08 | 0.073257 | 0.015233 | 0.24 | 0.70589 | 0 | 0.86642 | 0.0018449 | 0 | #DIV/0! | #DIV/0! | #DIV/0! | #DIV/0! | 0 | 0 | 0 | 0
1989-08-22 | Aug | 22 | 19:00 | 80.06 | 220 | 708.6614 | 42519.6864 | 0 | 0 | 0.044712 | 4.6953e-08 | 0.073522 | 0.015182 | 0.24 | 0.70683 | 0 | 0.86038 | 0.0018516 | 0 | #DIV/0! | #DIV/0! | #DIV/0! | #DIV/0! | 0 | 0 | 0 | 0
1989-08-22 | Aug | 22 | 20:00 | 78.08 | 220 | 610.2362 | 36614.1744 | 0 | 0 | 0.04462 | 4.6678e-08 | 0.073797 | 0.01513 | 0.24 | 0.70778 | 0 | 0.85426 | 0.0018585 | 0 | #DIV/0! | #DIV/0! | #DIV/0! | #DIV/0! | 0 | 0 | 0 | 0
1989-08-22 | Aug | 22 | 21:00 | 75.92 | 230 | 708.6614 | 42519.6864 | 0 | 0 | 0.04452 | 4.6378e-08 | 0.074097 | 0.015074 | 0.24 | 0.70883 | 0 | 0.84764 | 0.001866 | 0 | #DIV/0! | #DIV/0! | #DIV/0! | #DIV/0! | 0 | 0 | 0 | 0
1989-08-22 | Aug | 22 | 22:00 | 75.92 | 190 | 708.6614 | 42519.6864 | 0 | 0 | 0.04452 | 4.6378e-08 | 0.074097 | 0.015074 | 0.24 | 0.70883 | 0 | 0.84764 | 0.001866 | 0 | #DIV/0! | #DIV/0! | #DIV/0! | #DIV/0! | 0 | 0 | 0 | 0
1989-08-22 | Aug | 22 | 23:00 | 75.92 | 270 | 610.2362 | 36614.1744 | 0 | 0 | 0.04452 | 4.6378e-08 | 0.074097 | 0.015074 | 0.24 | 0.70883 | 0 | 0.84764 | 0.001866 | 0 | #DIV/0! | #DIV/0! | #DIV/0! | #DIV/0! | 0 | 0 | 0 | 0
1989-08-22 | Aug | 22 | 24:00 | 73.04 | 360 | 413.3858 | 24803.1504 | 0 | 0 | 0.044387 | 4.5978e-08 | 0.074497 | 0.014999 | 0.24 | 0.71023 | 0 | 0.8389 | 0.001876 | 0 | #DIV/0! | #DIV/0! | #DIV/0! | #DIV/0! | 0 | 0 | 0 | 0
1989-08-23 | Aug | 23 | 1:00 | 73.04 | 320 | 610.2362 | 36614.1744 | 0 | 0 | 0.044387 | 4.5978e-08 | 0.074497 | 0.014999 | 0.24 | 0.71023 | 0 | 0.8389 | 0.001876 | 0 | #DIV/0! | #DIV/0! | #DIV/0! | #DIV/0! | 0 | 0 | 0 | 0
1989-08-23 | Aug | 23 | 2:00 | 73.04 | 310 | 610.2362 | 36614.1744 | 0 | 0 | 0.044387 | 4.5978e-08 | 0.074497 | 0.014999 | 0.24 | 0.71023 | 0 | 0.8389 | 0.001876 | 0 | #DIV/0! | #DIV/0! | #DIV/0! | #DIV/0! | 0 | 0 | 0 | 0
1989-08-23 | Aug | 23 | 3:00 | 73.04 | 330 | 610.2362 | 36614.1744 | 0 | 0 | 0.044387 | 4.5978e-08 | 0.074497 | 0.014999 | 0.24 | 0.71023 | 0 | 0.8389 | 0.001876 | 0 | #DIV/0! | #DIV/0! | #DIV/0! | #DIV/0! | 0 | 0 | 0 | 0
1989-08-23 | Aug | 23 | 4:00 | 71.96 | 350 | 905.5118 | 54330.7104 | 0 | 0 | 0.044336 | 4.5828e-08 | 0.074648 | 0.014971 | 0.24 | 0.71076 | 0 | 0.83565 | 0.0018798 | 0 | #DIV/0! | #DIV/0! | #DIV/0! | #DIV/0! | 0 | 0 | 0 | 0
1989-08-23 | Aug | 23 | 5:00 | 71.06 | 30 | 1023.6221 | 61417.3248 | 0 | 0 | 0.044295 | 4.5703e-08 | 0.074773 | 0.014948 | 0.24 | 0.7112 | 0 | 0.83294 | 0.001883 | 0 | #DIV/0! | #DIV/0! | #DIV/0! | #DIV/0! | 0 | 0 | 0 | 0
1989-08-23 | Aug | 23 | 6:00 | 71.06 | 50 | 1122.0473 | 67322.8368 | 0 | 0 | 0.044295 | 4.5703e-08 | 0.074773 | 0.014948 | 0.24 | 0.7112 | 0 | 0.83294 | 0.001883 | 0 | #DIV/0! | #DIV/0! | #DIV/0! | #DIV/0! | 0 | 0 | 0 | 0
1989-08-23 | Aug | 23 | 7:00 | 71.06 | 40 | 708.6614 | 42519.6864 | 0 | 0 | 0.044295 | 4.5703e-08 | 0.074773 | 0.014948 | 0.24 | 0.7112 | 0 | 0.83294 | 0.001883 | 0 | #DIV/0! | #DIV/0! | #DIV/0! | #DIV/0! | 0 | 0 | 0 | 0
1989-08-23 | Aug | 23 | 8:00 | 71.06 | 10 | 1220.4725 | 73228.3488 | 0 | 0 | 0.044295 | 4.5703e-08 | 0.074773 | 0.014948 | 0.24 | 0.7112 | 0 | 0.83294 | 0.001883 | 0 | #DIV/0! | #DIV/0! | #DIV/0! | #DIV/0! | 0 | 0 | 0 | 0
1989-08-23 | Aug | 23 | 9:00 | 71.96 | 260 | 1220.4725 | 73228.3488 | 0 | 0 | 0.044336 | 4.5828e-08 | 0.074648 | 0.014971 | 0.24 | 0.71076 | 0 | 0.83565 | 0.0018798 | 0 | #DIV/0! | #DIV/0! | #DIV/0! | #DIV/0! | 0 | 0 | 0 | 0
1989-08-23 | Aug | 23 | 10:00 | 69.98 | 20 | 1318.8977 | 79133.8608 | 0 | 0 | 0.044244 | 4.5552e-08 | 0.074923 | 0.014919 | 0.24 | 0.71173 | 0 | 0.82971 | 0.0018869 | 0 | #DIV/0! | #DIV/0! | #DIV/0! | #DIV/0! | 0 | 0 | 0 | 0
1989-08-23 | Aug | 23 | 11:00 | 69.98 | 40 | 1417.3229 | 85039.3728 | 0 | 0 | 0.044244 | 4.5552e-08 | 0.074923 | 0.014919 | 0.24 | 0.71173 | 0 | 0.82971 | 0.0018869 | 0 | #DIV/0! | #DIV/0! | #DIV/0! | #DIV/0! | 0 | 0 | 0 | 0
1989-08-23 | Aug | 23 | 12:00 | 69.98 | 40 | 1318.8977 | 79133.8608 | 0 | 0 | 0.044244 | 4.5552e-08 | 0.074923 | 0.014919 | 0.24 | 0.71173 | 0 | 0.82971 | 0.0018869 | 0 | #DIV/0! | #DIV/0! | #DIV/0! | #DIV/0! | 0 | 0 | 0 | 0
1989-08-23 | Aug | 23 | 13:00 | 69.98 | 40 | 1318.8977 | 79133.8608 | 0 | 0 | 0.044244 | 4.5552e-08 | 0.074923 | 0.014919 | 0.24 | 0.71173 | 0 | 0.82971 | 0.0018869 | 0 | #DIV/0! | #DIV/0! | #DIV/0! | #DIV/0! | 0 | 0 | 0 | 0
1989-08-23 | Aug | 23 | 14:00 | 71.06 | 40 | 1417.3229 | 85039.3728 | 0 | 0 | 0.044295 | 4.5703e-08 | 0.074773 | 0.014948 | 0.24 | 0.7112 | 0 | 0.83294 | 0.001883 | 0 | #DIV/0! | #DIV/0! | #DIV/0! | #DIV/0! | 0 | 0 | 0 | 0
1989-08-23 | Aug | 23 | 15:00 | 71.06 | 40 | 1515.7481 | 90944.8848 | 0 | 0 | 0.044295 | 4.5703e-08 | 0.074773 | 0.014948 | 0.24 | 0.7112 | 0 | 0.83294 | 0.001883 | 0 | #DIV/0! | #DIV/0! | #DIV/0! | #DIV/0! | 0 | 0 | 0 | 0
1989-08-23 | Aug | 23 | 16:00 | 69.08 | 40 | 1515.7481 | 90944.8848 | 0 | 0 | 0.044171 | 4.5402e-08 | 0.075052 | 0.014896 | 0.24 | 0.71167 | 0 | 0.82698 | 0.0018901 | 0 | #DIV/0! | #DIV/0! | #DIV/0! | #DIV/0! | 0 | 0 | 0 | 0
1989-08-23 | Aug | 23 | 17:00 | 69.08 | 30 | 1515.7481 | 90944.8848 | 0 | 0 | 0.044171 | 4.5402e-08 | 0.075052 | 0.014896 | 0.24 | 0.71167 | 0 | 0.82698 | 0.0018901 | 0 | #DIV/0! | #DIV/0! | #DIV/0! | #DIV/0! | 0 | 0 | 0 | 0
1989-08-23 | Aug | 23 | 18:00 | 69.08 | 40 | 1318.8977 | 79133.8608 | 0 | 0 | 0.044171 | 4.5402e-08 | 0.075052 | 0.014896 | 0.24 | 0.71167 | 0 | 0.82698 | 0.0018901 | 0 | #DIV/0! | #DIV/0! | #DIV/0! | #DIV/0! | 0 | 0 | 0 | 0
1989-08-23 | Aug | 23 | 19:00 | 68 | 20 | 1220.4725 | 73228.3488 | 0 | 0 | 0.044084 | 4.5222e-08 | 0.075208 | 0.014868 | 0.24 | 0.7116 | 0 | 0.82372 | 0.0018939 | 0 | #DIV/0! | #DIV/0! | #DIV/0! | #DIV/0! | 0 | 0 | 0 | 0
1989-08-23 | Aug | 23 | 20:00 | 68 | 40 | 1122.0473 | 67322.8368 | 0 | 0 | 0.044084 | 4.5222e-08 | 0.075208 | 0.014868 | 0.24 | 0.7116 | 0 | 0.82372 | 0.0018939 | 0 | #DIV/0! | #DIV/0! | #DIV/0! | #DIV/0! | 0 | 0 | 0 | 0
1989-08-23 | Aug | 23 | 21:00 | 68 | 50 | 1023.6221 | 61417.3248 | 0 | 0 | 0.044084 | 4.5222e-08 | 0.075208 | 0.014868 | 0.24 | 0.7116 | 0 | 0.82372 | 0.0018939 | 0 | #DIV/0! | #DIV/0! | #DIV/0! | #DIV/0! | 0 | 0 | 0 | 0
1989-08-23 | Aug | 23 | 22:00 | 69.08 | 50 | 905.5118 | 54330.7104 | 0 | 0 | 0.044171 | 4.5402e-08 | 0.075052 | 0.014896 | 0.24 | 0.71167 | 0 | 0.82698 | 0.0018901 | 0 | #DIV/0! | #DIV/0! | #DIV/0! | #DIV/0! | 0 | 0 | 0 | 0
1989-08-23 | Aug | 23 | 23:00 | 69.98 | 50 | 1220.4725 | 73228.3488 | 0 | 0 | 0.044244 | 4.5552e-08 | 0.074923 | 0.014919 | 0.24 | 0.71173 | 0 | 0.82971 | 0.0018869 | 0 | #DIV/0! | #DIV/0! | #DIV/0! | #DIV/0! | 0 | 0 | 0 | 0
1989-08-23 | Aug | 23 | 24:00 | 69.98 | 50 | 905.5118 | 54330.7104 | 0 | 0 | 0.044244 | 4.5552e-08 | 0.074923 | 0.014919 | 0.24 | 0.71173 | 0 | 0.82971 | 0.0018869 | 0 | #DIV/0! | #DIV/0! | #DIV/0! | #DIV/0! | 0 | 0 | 0 | 0
1989-08-24 | Aug | 24 | 1:00 | 69.08 | 50 | 1023.6221 | 61417.3248 | 0 | 0 | 0.044171 | 4.5402e-08 | 0.075052 | 0.014896 | 0.24 | 0.71167 | 0 | 0.82698 | 0.0018901 | 0 | #DIV/0! | #DIV/0! | #DIV/0! | #DIV/0! | 0 | 0 | 0 | 0
1989-08-24 | Aug | 24 | 2:00 | 68 | 50 | 1023.6221 | 61417.3248 | 0 | 0 | 0.044084 | 4.5222e-08 | 0.075208 | 0.014868 | 0.24 | 0.7116 | 0 | 0.82372 | 0.0018939 | 0 | #DIV/0! | #DIV/0! | #DIV/0! | #DIV/0! | 0 | 0 | 0 | 0
1989-08-24 | Aug | 24 | 3:00 | 68 | 50 | 1220.4725 | 73228.3488 | 0 | 0 | 0.044084 | 4.5222e-08 | 0.075208 | 0.014868 | 0.24 | 0.7116 | 0 | 0.82372 | 0.0018939 | 0 | #DIV/0! | #DIV/0! | #DIV/0! | #DIV/0! | 0 | 0 | 0 | 0
1989-08-24 | Aug | 24 | 4:00 | 66.92 | 70 | 1122.0473 | 67322.8368 | 0 | 0 | 0.043996 | 4.5042e-08 | 0.075364 | 0.01484 | 0.24 | 0.71153 | 0 | 0.82046 | 0.0018978 | 0 | #DIV/0! | #DIV/0! | #DIV/0! | #DIV/0! | 0 | 0 | 0 | 0
1989-08-24 | Aug | 24 | 5:00 | 68 | 50 | 1220.4725 | 73228.3488 | 0 | 0 | 0.044084 | 4.5222e-08 | 0.075208 | 0.014868 | 0.24 | 0.7116 | 0 | 0.82372 | 0.0018939 | 0 | #DIV/0! | #DIV/0! | #DIV/0! | #DIV/0! | 0 | 0 | 0 | 0
1989-08-24 | Aug | 24 | 6:00 | 68 | 70 | 905.5118 | 54330.7104 | 0 | 0 | 0.044084 | 4.5222e-08 | 0.075208 | 0.014868 | 0.24 | 0.7116 | 0 | 0.82372 | 0.0018939 | 0 | #DIV/0! | #DIV/0! | #DIV/0! | #DIV/0! | 0 | 0 | 0 | 0
1989-08-24 | Aug | 24 | 7:00 | 69.08 | 80 | 905.5118 | 54330.7104 | 0 | 0 | 0.044171 | 4.5402e-08 | 0.075052 | 0.014896 | 0.24 | 0.71167 | 0 | 0.82698 | 0.0018901 | 0 | #DIV/0! | #DIV/0! | #DIV/0! | #DIV/0! | 0 | 0 | 0 | 0
1989-08-24 | Aug | 24 | 8:00 | 69.08 | 90 | 1122.0473 | 67322.8368 | 0 | 0 | 0.044171 | 4.5402e-08 | 0.075052 | 0.014896 | 0.24 | 0.71167 | 0 | 0.82698 | 0.0018901 | 0 | #DIV/0! | #DIV/0! | #DIV/0! | #DIV/0! | 0 | 0 | 0 | 0
1989-08-24 | Aug | 24 | 9:00 | 69.98 | 60 | 1318.8977 | 79133.8608 | 0 | 0 | 0.044244 | 4.5552e-08 | 0.074923 | 0.014919 | 0.24 | 0.71173 | 0 | 0.82971 | 0.0018869 | 0 | #DIV/0! | #DIV/0! | #DIV/0! | #DIV/0! | 0 | 0 | 0 | 0
1989-08-24 | Aug | 24 | 10:00 | 71.06 | 50 | 1023.6221 | 61417.3248 | 0 | 0 | 0.044295 | 4.5703e-08 | 0.074773 | 0.014948 | 0.24 | 0.7112 | 0 | 0.83294 | 0.001883 | 0 | #DIV/0! | #DIV/0! | #DIV/0! | #DIV/0! | 0 | 0 | 0 | 0
1989-08-24 | Aug | 24 | 11:00 | 71.06 | 50 | 1023.6221 | 61417.3248 | 0 | 0 | 0.044295 | 4.5703e-08 | 0.074773 | 0.014948 | 0.24 | 0.7112 | 0 | 0.83294 | 0.001883 | 0 | #DIV/0! | #DIV/0! | #DIV/0! | #DIV/0! | 0 | 0 | 0 | 0
1989-08-24 | Aug | 24 | 12:00 | 71.96 | 50 | 1318.8977 | 79133.8608 | 0 | 0 | 0.044336 | 4.5828e-08 | 0.074648 | 0.014971 | 0.24 | 0.71076 | 0 | 0.83565 | 0.0018798 | 0 | #DIV/0! | #DIV/0! | #DIV/0! | #DIV/0! | 0 | 0 | 0 | 0
1989-08-24 | Aug | 24 | 13:00 | 73.04 | 50 | 1417.3229 | 85039.3728 | 0 | 0 | 0.044387 | 4.5978e-08 | 0.074497 | 0.014999 | 0.24 | 0.71023 | 0 | 0.8389 | 0.001876 | 0 | #DIV/0! | #DIV/0! | #DIV/0! | #DIV/0! | 0 | 0 | 0 | 0
1989-08-24 | Aug | 24 | 14:00 | 71.96 | 40 | 1417.3229 | 85039.3728 | 0 | 0 | 0.044336 | 4.5828e-08 | 0.074648 | 0.014971 | 0.24 | 0.71076 | 0 | 0.83565 | 0.0018798 | 0 | #DIV/0! | #DIV/0! | #DIV/0! | #DIV/0! | 0 | 0 | 0 | 0
1989-08-24 | Aug | 24 | 15:00 | 71.96 | 40 | 1417.3229 | 85039.3728 | 0 | 0 | 0.044336 | 4.5828e-08 | 0.074648 | 0.014971 | 0.24 | 0.71076 | 0 | 0.83565 | 0.0018798 | 0 | #DIV/0! | #DIV/0! | #DIV/0! | #DIV/0! | 0 | 0 | 0 | 0
1989-08-24 | Aug | 24 | 16:00 | 73.04 | 50 | 1515.7481 | 90944.8848 | 0 | 0 | 0.044387 | 4.5978e-08 | 0.074497 | 0.014999 | 0.24 | 0.71023 | 0 | 0.8389 | 0.001876 | 0 | #DIV/0! | #DIV/0! | #DIV/0! | #DIV/0! | 0 | 0 | 0 | 0
1989-08-24 | Aug | 24 | 17:00 | 71.96 | 60 | 1732.2835 | 103937.0112 | 0 | 0 | 0.044336 | 4.5828e-08 | 0.074648 | 0.014971 | 0.24 | 0.71076 | 0 | 0.83565 | 0.0018798 | 0 | #DIV/0! | #DIV/0! | #DIV/0! | #DIV/0! | 0 | 0 | 0 | 0
1989-08-24 | Aug | 24 | 18:00 | 71.06 | 50 | 1515.7481 | 90944.8848 | 0 | 0 | 0.044295 | 4.5703e-08 | 0.074773 | 0.014948 | 0.24 | 0.7112 | 0 | 0.83294 | 0.001883 | 0 | #DIV/0! | #DIV/0! | #DIV/0! | #DIV/0! | 0 | 0 | 0 | 0
1989-08-24 | Aug | 24 | 19:00 | 69.08 | 40 | 1220.4725 | 73228.3488 | 0 | 0 | 0.044171 | 4.5402e-08 | 0.075052 | 0.014896 | 0.24 | 0.71167 | 0 | 0.82698 | 0.0018901 | 0 | #DIV/0! | #DIV/0! | #DIV/0! | #DIV/0! | 0 | 0 | 0 | 0
1989-08-24 | Aug | 24 | 20:00 | 69.08 | 40 | 1417.3229 | 85039.3728 | 0 | 0 | 0.044171 | 4.5402e-08 | 0.075052 | 0.014896 | 0.24 | 0.71167 | 0 | 0.82698 | 0.0018901 | 0 | #DIV/0! | #DIV/0! | #DIV/0! | #DIV/0! | 0 | 0 | 0 | 0
1989-08-24 | Aug | 24 | 21:00 | 68 | 50 | 1122.0473 | 67322.8368 | 0 | 0 | 0.044084 | 4.5222e-08 | 0.075208 | 0.014868 | 0.24 | 0.7116 | 0 | 0.82372 | 0.0018939 | 0 | #DIV/0! | #DIV/0! | #DIV/0! | #DIV/0! | 0 | 0 | 0 | 0
1989-08-24 | Aug | 24 | 22:00 | 66.92 | 50 | 807.0866 | 48425.1984 | 0 | 0 | 0.043996 | 4.5042e-08 | 0.075364 | 0.01484 | 0.24 | 0.71153 | 0 | 0.82046 | 0.0018978 | 0 | #DIV/0! | #DIV/0! | #DIV/0! | #DIV/0! | 0 | 0 | 0 | 0
1989-08-24 | Aug | 24 | 23:00 | 69.98 | 90 | 1023.6221 | 61417.3248 | 0 | 0 | 0.044244 | 4.5552e-08 | 0.074923 | 0.014919 | 0.24 | 0.71173 | 0 | 0.82971 | 0.0018869 | 0 | #DIV/0! | #DIV/0! | #DIV/0! | #DIV/0! | 0 | 0 | 0 | 0
1989-08-24 | Aug | 24 | 24:00 | 68 | 90 | 1023.6221 | 61417.3248 | 0 | 0 | 0.044084 | 4.5222e-08 | 0.075208 | 0.014868 | 0.24 | 0.7116 | 0 | 0.82372 | 0.0018939 | 0 | #DIV/0! | #DIV/0! | #DIV/0! | #DIV/0! | 0 | 0 | 0 | 0
1989-08-25 | Aug | 25 | 1:00 | 66.92 | 100 | 807.0866 | 48425.1984 | 0 | 0 | 0.043996 | 4.5042e-08 | 0.075364 | 0.01484 | 0.24 | 0.71153 | 0 | 0.82046 | 0.0018978 | 0 | #DIV/0! | #DIV/0! | #DIV/0! | #DIV/0! | 0 | 0 | 0 | 0
1989-08-25 | Aug | 25 | 2:00 | 64.94 | 110 | 610.2362 | 36614.1744 | 0 | 0 | 0.043835 | 4.4712e-08 | 0.075649 | 0.014788 | 0.24 | 0.7114 | 0 | 0.81454 | 0.001905 | 0 | #DIV/0! | #DIV/0! | #DIV/0! | #DIV/0! | 0 | 0 | 0 | 0
1989-08-25 | Aug | 25 | 3:00 | 66.02 | 100 | 807.0866 | 48425.1984 | 0 | 0 | 0.043923 | 4.4892e-08 | 0.075493 | 0.014817 | 0.24 | 0.71147 | 0 | 0.81776 | 0.0019011 | 0 | #DIV/0! | #DIV/0! | #DIV/0! | #DIV/0! | 0 | 0 | 0 | 0
1989-08-25 | Aug | 25 | 4:00 | 66.02 | 90 | 807.0866 | 48425.1984 | 0 | 0 | 0.043923 | 4.4892e-08 | 0.075493 | 0.014817 | 0.24 | 0.71147 | 0 | 0.81776 | 0.0019011 | 0 | #DIV/0! | #DIV/0! | #DIV/0! | #DIV/0! | 0 | 0 | 0 | 0
1989-08-25 | Aug | 25 | 5:00 | 62.96 | 120 | 610.2362 | 36614.1744 | 0 | 0 | 0.043675 | 4.4382e-08 | 0.075934 | 0.014737 | 0.24 | 0.71127 | 0 | 0.80865 | 0.0019122 | 0 | #DIV/0! | #DIV/0! | #DIV/0! | #DIV/0! | 0 | 0 | 0 | 0
1989-08-25 | Aug | 25 | 6:00 | 64.94 | 110 | 610.2362 | 36614.1744 | 0 | 0 | 0.043835 | 4.4712e-08 | 0.075649 | 0.014788 | 0.24 | 0.7114 | 0 | 0.81454 | 0.001905 | 0 | #DIV/0! | #DIV/0! | #DIV/0! | #DIV/0! | 0 | 0 | 0 | 0
1989-08-25 | Aug | 25 | 7:00 | 66.92 | 100 | 905.5118 | 54330.7104 | 0 | 0 | 0.043996 | 4.5042e-08 | 0.075364 | 0.01484 | 0.24 | 0.71153 | 0 | 0.82046 | 0.0018978 | 0 | #DIV/0! | #DIV/0! | #DIV/0! | #DIV/0! | 0 | 0 | 0 | 0
1989-08-25 | Aug | 25 | 8:00 | 69.98 | 80 | 1220.4725 | 73228.3488 | 0 | 0 | 0.044244 | 4.5552e-08 | 0.074923 | 0.014919 | 0.24 | 0.71173 | 0 | 0.82971 | 0.0018869 | 0 | #DIV/0! | #DIV/0! | #DIV/0! | #DIV/0! | 0 | 0 | 0 | 0
1989-08-25 | Aug | 25 | 9:00 | 71.96 | 80 | 1220.4725 | 73228.3488 | 0 | 0 | 0.044336 | 4.5828e-08 | 0.074648 | 0.014971 | 0.24 | 0.71076 | 0 | 0.83565 | 0.0018798 | 0 | #DIV/0! | #DIV/0! | #DIV/0! | #DIV/0! | 0 | 0 | 0 | 0
1989-08-25 | Aug | 25 | 10:00 | 73.94 | 120 | 807.0866 | 48425.1984 | 0 | 0 | 0.044428 | 4.6103e-08 | 0.074372 | 0.015022 | 0.24 | 0.70979 | 0 | 0.84162 | 0.0018729 | 0 | #DIV/0! | #DIV/0! | #DIV/0! | #DIV/0! | 0 | 0 | 0 | 0
1989-08-25 | Aug | 25 | 11:00 | 75.02 | 120 | 1122.0473 | 67322.8368 | 0 | 0 | 0.044478 | 4.6253e-08 | 0.074222 | 0.015051 | 0.24 | 0.70926 | 0 | 0.8449 | 0.0018691 | 0 | #DIV/0! | #DIV/0! | #DIV/0! | #DIV/0! | 0 | 0 | 0 | 0
1989-08-25 | Aug | 25 | 12:00 | 75.92 | 90 | 1023.6221 | 61417.3248 | 0 | 0 | 0.04452 | 4.6378e-08 | 0.074097 | 0.015074 | 0.24 | 0.70883 | 0 | 0.84764 | 0.001866 | 0 | #DIV/0! | #DIV/0! | #DIV/0! | #DIV/0! | 0 | 0 | 0 | 0
1989-08-25 | Aug | 25 | 13:00 | 77 | 60 | 807.0866 | 48425.1984 | 0 | 0 | 0.04457 | 4.6528e-08 | 0.073947 | 0.015102 | 0.24 | 0.7083 | 0 | 0.85095 | 0.0018622 | 0 | #DIV/0! | #DIV/0! | #DIV/0! | #DIV/0! | 0 | 0 | 0 | 0
1989-08-25 | Aug | 25 | 14:00 | 75.92 | 60 | 1417.3229 | 85039.3728 | 0 | 0 | 0.04452 | 4.6378e-08 | 0.074097 | 0.015074 | 0.24 | 0.70883 | 0 | 0.84764 | 0.001866 | 0 | #DIV/0! | #DIV/0! | #DIV/0! | #DIV/0! | 0 | 0 | 0 | 0
1989-08-25 | Aug | 25 | 15:00 | 75.92 | 60 | 1318.8977 | 79133.8608 | 0 | 0 | 0.04452 | 4.6378e-08 | 0.074097 | 0.015074 | 0.24 | 0.70883 | 0 | 0.84764 | 0.001866 | 0 | #DIV/0! | #DIV/0! | #DIV/0! | #DIV/0! | 0 | 0 | 0 | 0
1989-08-25 | Aug | 25 | 16:00 | 73.94 | 60 | 1318.8977 | 79133.8608 | 0 | 0 | 0.044428 | 4.6103e-08 | 0.074372 | 0.015022 | 0.24 | 0.70979 | 0 | 0.84162 | 0.0018729 | 0 | #DIV/0! | #DIV/0! | #DIV/0! | #DIV/0! | 0 | 0 | 0 | 0
1989-08-25 | Aug | 25 | 17:00 | 73.04 | 60 | 1122.0473 | 67322.8368 | 0 | 0 | 0.044387 | 4.5978e-08 | 0.074497 | 0.014999 | 0.24 | 0.71023 | 0 | 0.8389 | 0.001876 | 0 | #DIV/0! | #DIV/0! | #DIV/0! | #DIV/0! | 0 | 0 | 0 | 0
1989-08-25 | Aug | 25 | 18:00 | 71.06 | 50 | 1023.6221 | 61417.3248 | 0 | 0 | 0.044295 | 4.5703e-08 | 0.074773 | 0.014948 | 0.24 | 0.7112 | 0 | 0.83294 | 0.001883 | 0 | #DIV/0! | #DIV/0! | #DIV/0! | #DIV/0! | 0 | 0 | 0 | 0
1989-08-25 | Aug | 25 | 19:00 | 69.08 | 50 | 1023.6221 | 61417.3248 | 0 | 0 | 0.044171 | 4.5402e-08 | 0.075052 | 0.014896 | 0.24 | 0.71167 | 0 | 0.82698 | 0.0018901 | 0 | #DIV/0! | #DIV/0! | #DIV/0! | #DIV/0! | 0 | 0 | 0 | 0
1989-08-25 | Aug | 25 | 20:00 | 68 | 30 | 708.6614 | 42519.6864 | 0 | 0 | 0.044084 | 4.5222e-08 | 0.075208 | 0.014868 | 0.24 | 0.7116 | 0 | 0.82372 | 0.0018939 | 0 | #DIV/0! | #DIV/0! | #DIV/0! | #DIV/0! | 0 | 0 | 0 | 0
1989-08-25 | Aug | 25 | 21:00 | 66.02 | 40 | 708.6614 | 42519.6864 | 0 | 0 | 0.043923 | 4.4892e-08 | 0.075493 | 0.014817 | 0.24 | 0.71147 | 0 | 0.81776 | 0.0019011 | 0 | #DIV/0! | #DIV/0! | #DIV/0! | #DIV/0! | 0 | 0 | 0 | 0
1989-08-25 | Aug | 25 | 22:00 | 66.92 | 30 | 610.2362 | 36614.1744 | 0 | 0 | 0.043996 | 4.5042e-08 | 0.075364 | 0.01484 | 0.24 | 0.71153 | 0 | 0.82046 | 0.0018978 | 0 | #DIV/0! | #DIV/0! | #DIV/0! | #DIV/0! | 0 | 0 | 0 | 0
1989-08-25 | Aug | 25 | 23:00 | 66.02 | 30 | 511.811 | 30708.6624 | 0 | 0 | 0.043923 | 4.4892e-08 | 0.075493 | 0.014817 | 0.24 | 0.71147 | 0 | 0.81776 | 0.0019011 | 0 | #DIV/0! | #DIV/0! | #DIV/0! | #DIV/0! | 0 | 0 | 0 | 0
1989-08-25 | Aug | 25 | 24:00 | 64.04 | 20 | 413.3858 | 24803.1504 | 0 | 0 | 0.043762 | 4.4562e-08 | 0.075778 | 0.014765 | 0.24 | 0.71134 | 0 | 0.81186 | 0.0019083 | 0 | #DIV/0! | #DIV/0! | #DIV/0! | #DIV/0! | 0 | 0 | 0 | 0
1989-08-26 | Aug | 26 | 1:00 | 64.94 | 10 | 511.811 | 30708.6624 | 0 | 0 | 0.043835 | 4.4712e-08 | 0.075649 | 0.014788 | 0.24 | 0.7114 | 0 | 0.81454 | 0.001905 | 0 | #DIV/0! | #DIV/0! | #DIV/0! | #DIV/0! | 0 | 0 | 0 | 0
1989-08-26 | Aug | 26 | 2:00 | 62.96 | 320 | 295.2756 | 17716.536 | 0 | 0 | 0.043675 | 4.4382e-08 | 0.075934 | 0.014737 | 0.24 | 0.71127 | 0 | 0.80865 | 0.0019122 | 0 | #DIV/0! | #DIV/0! | #DIV/0! | #DIV/0! | 0 | 0 | 0 | 0
1989-08-26 | Aug | 26 | 3:00 | 62.96 | 30 | 295.2756 | 17716.536 | 0 | 0 | 0.043675 | 4.4382e-08 | 0.075934 | 0.014737 | 0.24 | 0.71127 | 0 | 0.80865 | 0.0019122 | 0 | #DIV/0! | #DIV/0! | #DIV/0! | #DIV/0! | 0 | 0 | 0 | 0
1989-08-26 | Aug | 26 | 4:00 | 62.96 | 0 | 0 | 0 | 0 | 0 | 0.043675 | 4.4382e-08 | 0.075934 | 0.014737 | 0.24 | 0.71127 | 0 | 0.80865 | 0.0019122 | 0 | #DIV/0! | #DIV/0! | #DIV/0! | #DIV/0! | 0 | 0 | 0 | 0
1989-08-26 | Aug | 26 | 5:00 | 66.02 | 140 | 511.811 | 30708.6624 | 0 | 0 | 0.043923 | 4.4892e-08 | 0.075493 | 0.014817 | 0.24 | 0.71147 | 0 | 0.81776 | 0.0019011 | 0 | #DIV/0! | #DIV/0! | #DIV/0! | #DIV/0! | 0 | 0 | 0 | 0
1989-08-26 | Aug | 26 | 6:00 | 66.02 | 170 | 511.811 | 30708.6624 | 0 | 0 | 0.043923 | 4.4892e-08 | 0.075493 | 0.014817 | 0.24 | 0.71147 | 0 | 0.81776 | 0.0019011 | 0 | #DIV/0! | #DIV/0! | #DIV/0! | #DIV/0! | 0 | 0 | 0 | 0
1989-08-26 | Aug | 26 | 7:00 | 69.08 | 170 | 807.0866 | 48425.1984 | 0 | 0 | 0.044171 | 4.5402e-08 | 0.075052 | 0.014896 | 0.24 | 0.71167 | 0 | 0.82698 | 0.0018901 | 0 | #DIV/0! | #DIV/0! | #DIV/0! | #DIV/0! | 0 | 0 | 0 | 0
1989-08-26 | Aug | 26 | 8:00 | 69.08 | 170 | 610.2362 | 36614.1744 | 0 | 0 | 0.044171 | 4.5402e-08 | 0.075052 | 0.014896 | 0.24 | 0.71167 | 0 | 0.82698 | 0.0018901 | 0 | #DIV/0! | #DIV/0! | #DIV/0! | #DIV/0! | 0 | 0 | 0 | 0
1989-08-26 | Aug | 26 | 9:00 | 71.06 | 170 | 807.0866 | 48425.1984 | 0 | 0 | 0.044295 | 4.5703e-08 | 0.074773 | 0.014948 | 0.24 | 0.7112 | 0 | 0.83294 | 0.001883 | 0 | #DIV/0! | #DIV/0! | #DIV/0! | #DIV/0! | 0 | 0 | 0 | 0
1989-08-26 | Aug | 26 | 10:00 | 71.96 | 170 | 708.6614 | 42519.6864 | 0 | 0 | 0.044336 | 4.5828e-08 | 0.074648 | 0.014971 | 0.24 | 0.71076 | 0 | 0.83565 | 0.0018798 | 0 | #DIV/0! | #DIV/0! | #DIV/0! | #DIV/0! | 0 | 0 | 0 | 0
1989-08-26 | Aug | 26 | 11:00 | 73.04 | 160 | 511.811 | 30708.6624 | 0 | 0 | 0.044387 | 4.5978e-08 | 0.074497 | 0.014999 | 0.24 | 0.71023 | 0 | 0.8389 | 0.001876 | 0 | #DIV/0! | #DIV/0! | #DIV/0! | #DIV/0! | 0 | 0 | 0 | 0
1989-08-26 | Aug | 26 | 12:00 | 75.02 | 200 | 708.6614 | 42519.6864 | 0 | 0 | 0.044478 | 4.6253e-08 | 0.074222 | 0.015051 | 0.24 | 0.70926 | 0 | 0.8449 | 0.0018691 | 0 | #DIV/0! | #DIV/0! | #DIV/0! | #DIV/0! | 0 | 0 | 0 | 0
1989-08-26 | Aug | 26 | 13:00 | 77 | 170 | 708.6614 | 42519.6864 | 0 | 0 | 0.04457 | 4.6528e-08 | 0.073947 | 0.015102 | 0.24 | 0.7083 | 0 | 0.85095 | 0.0018622 | 0 | #DIV/0! | #DIV/0! | #DIV/0! | #DIV/0! | 0 | 0 | 0 | 0
1989-08-26 | Aug | 26 | 14:00 | 80.06 | 180 | 708.6614 | 42519.6864 | 0 | 0 | 0.044712 | 4.6953e-08 | 0.073522 | 0.015182 | 0.24 | 0.70683 | 0 | 0.86038 | 0.0018516 | 0 | #DIV/0! | #DIV/0! | #DIV/0! | #DIV/0! | 0 | 0 | 0 | 0
1989-08-26 | Aug | 26 | 15:00 | 78.08 | 200 | 511.811 | 30708.6624 | 0 | 0 | 0.04462 | 4.6678e-08 | 0.073797 | 0.01513 | 0.24 | 0.70778 | 0 | 0.85426 | 0.0018585 | 0 | #DIV/0! | #DIV/0! | #DIV/0! | #DIV/0! | 0 | 0 | 0 | 0
1989-08-26 | Aug | 26 | 16:00 | 77 | 210 | 511.811 | 30708.6624 | 0 | 0 | 0.04457 | 4.6528e-08 | 0.073947 | 0.015102 | 0.24 | 0.7083 | 0 | 0.85095 | 0.0018622 | 0 | #DIV/0! | #DIV/0! | #DIV/0! | #DIV/0! | 0 | 0 | 0 | 0
1989-08-26 | Aug | 26 | 17:00 | 73.04 | 110 | 1122.0473 | 67322.8368 | 0 | 0 | 0.044387 | 4.5978e-08 | 0.074497 | 0.014999 | 0.24 | 0.71023 | 0 | 0.8389 | 0.001876 | 0 | #DIV/0! | #DIV/0! | #DIV/0! | #DIV/0! | 0 | 0 | 0 | 0
1989-08-26 | Aug | 26 | 18:00 | 73.94 | 40 | 511.811 | 30708.6624 | 0 | 0 | 0.044428 | 4.6103e-08 | 0.074372 | 0.015022 | 0.24 | 0.70979 | 0 | 0.84162 | 0.0018729 | 0 | #DIV/0! | #DIV/0! | #DIV/0! | #DIV/0! | 0 | 0 | 0 | 0
1989-08-26 | Aug | 26 | 19:00 | 71.96 | 150 | 511.811 | 30708.6624 | 0 | 0 | 0.044336 | 4.5828e-08 | 0.074648 | 0.014971 | 0.24 | 0.71076 | 0 | 0.83565 | 0.0018798 | 0 | #DIV/0! | #DIV/0! | #DIV/0! | #DIV/0! | 0 | 0 | 0 | 0
1989-08-26 | Aug | 26 | 20:00 | 71.96 | 120 | 708.6614 | 42519.6864 | 0 | 0 | 0.044336 | 4.5828e-08 | 0.074648 | 0.014971 | 0.24 | 0.71076 | 0 | 0.83565 | 0.0018798 | 0 | #DIV/0! | #DIV/0! | #DIV/0! | #DIV/0! | 0 | 0 | 0 | 0
1989-08-26 | Aug | 26 | 21:00 | 71.96 | 120 | 708.6614 | 42519.6864 | 0 | 0 | 0.044336 | 4.5828e-08 | 0.074648 | 0.014971 | 0.24 | 0.71076 | 0 | 0.83565 | 0.0018798 | 0 | #DIV/0! | #DIV/0! | #DIV/0! | #DIV/0! | 0 | 0 | 0 | 0
1989-08-26 | Aug | 26 | 22:00 | 71.06 | 120 | 511.811 | 30708.6624 | 0 | 0 | 0.044295 | 4.5703e-08 | 0.074773 | 0.014948 | 0.24 | 0.7112 | 0 | 0.83294 | 0.001883 | 0 | #DIV/0! | #DIV/0! | #DIV/0! | #DIV/0! | 0 | 0 | 0 | 0
1989-08-26 | Aug | 26 | 23:00 | 69.98 | 120 | 413.3858 | 24803.1504 | 0 | 0 | 0.044244 | 4.5552e-08 | 0.074923 | 0.014919 | 0.24 | 0.71173 | 0 | 0.82971 | 0.0018869 | 0 | #DIV/0! | #DIV/0! | #DIV/0! | #DIV/0! | 0 | 0 | 0 | 0
1989-08-26 | Aug | 26 | 24:00 | 69.98 | 0 | 0 | 0 | 0 | 0 | 0.044244 | 4.5552e-08 | 0.074923 | 0.014919 | 0.24 | 0.71173 | 0 | 0.82971 | 0.0018869 | 0 | #DIV/0! | #DIV/0! | #DIV/0! | #DIV/0! | 0 | 0 | 0 | 0
1989-08-27 | Aug | 27 | 1:00 | 68 | 0 | 0 | 0 | 0 | 0 | 0.044084 | 4.5222e-08 | 0.075208 | 0.014868 | 0.24 | 0.7116 | 0 | 0.82372 | 0.0018939 | 0 | #DIV/0! | #DIV/0! | #DIV/0! | #DIV/0! | 0 | 0 | 0 | 0
1989-08-27 | Aug | 27 | 2:00 | 69.08 | 0 | 0 | 0 | 0 | 0 | 0.044171 | 4.5402e-08 | 0.075052 | 0.014896 | 0.24 | 0.71167 | 0 | 0.82698 | 0.0018901 | 0 | #DIV/0! | #DIV/0! | #DIV/0! | #DIV/0! | 0 | 0 | 0 | 0
1989-08-27 | Aug | 27 | 3:00 | 66.92 | 0 | 0 | 0 | 0 | 0 | 0.043996 | 4.5042e-08 | 0.075364 | 0.01484 | 0.24 | 0.71153 | 0 | 0.82046 | 0.0018978 | 0 | #DIV/0! | #DIV/0! | #DIV/0! | #DIV/0! | 0 | 0 | 0 | 0
1989-08-27 | Aug | 27 | 4:00 | 66.92 | 230 | 295.2756 | 17716.536 | 0 | 0 | 0.043996 | 4.5042e-08 | 0.075364 | 0.01484 | 0.24 | 0.71153 | 0 | 0.82046 | 0.0018978 | 0 | #DIV/0! | #DIV/0! | #DIV/0! | #DIV/0! | 0 | 0 | 0 | 0
1989-08-27 | Aug | 27 | 5:00 | 66.02 | 310 | 295.2756 | 17716.536 | 0 | 0 | 0.043923 | 4.4892e-08 | 0.075493 | 0.014817 | 0.24 | 0.71147 | 0 | 0.81776 | 0.0019011 | 0 | #DIV/0! | #DIV/0! | #DIV/0! | #DIV/0! | 0 | 0 | 0 | 0
1989-08-27 | Aug | 27 | 6:00 | 66.02 | 200 | 413.3858 | 24803.1504 | 0 | 0 | 0.043923 | 4.4892e-08 | 0.075493 | 0.014817 | 0.24 | 0.71147 | 0 | 0.81776 | 0.0019011 | 0 | #DIV/0! | #DIV/0! | #DIV/0! | #DIV/0! | 0 | 0 | 0 | 0
1989-08-27 | Aug | 27 | 7:00 | 73.94 | 0 | 0 | 0 | 0 | 0 | 0.044428 | 4.6103e-08 | 0.074372 | 0.015022 | 0.24 | 0.70979 | 0 | 0.84162 | 0.0018729 | 0 | #DIV/0! | #DIV/0! | #DIV/0! | #DIV/0! | 0 | 0 | 0 | 0
1989-08-27 | Aug | 27 | 8:00 | 75.92 | 340 | 610.2362 | 36614.1744 | 0 | 0 | 0.04452 | 4.6378e-08 | 0.074097 | 0.015074 | 0.24 | 0.70883 | 0 | 0.84764 | 0.001866 | 0 | #DIV/0! | #DIV/0! | #DIV/0! | #DIV/0! | 0 | 0 | 0 | 0
1989-08-27 | Aug | 27 | 9:00 | 78.98 | 290 | 511.811 | 30708.6624 | 0 | 0 | 0.044662 | 4.6803e-08 | 0.073672 | 0.015153 | 0.24 | 0.70735 | 0 | 0.85704 | 0.0018554 | 0 | #DIV/0! | #DIV/0! | #DIV/0! | #DIV/0! | 0 | 0 | 0 | 0
1989-08-27 | Aug | 27 | 10:00 | 80.96 | 320 | 610.2362 | 36614.1744 | 0 | 0 | 0.044753 | 4.7078e-08 | 0.073401 | 0.015205 | 0.24 | 0.7064 | 0 | 0.86312 | 0.0018486 | 0 | #DIV/0! | #DIV/0! | #DIV/0! | #DIV/0! | 0 | 0 | 0 | 0
1989-08-27 | Aug | 27 | 11:00 | 82.94 | 350 | 610.2362 | 36614.1744 | 0 | 0 | 0.044845 | 4.7353e-08 | 0.073136 | 0.015256 | 0.24 | 0.70546 | 0 | 0.86918 | 0.0018418 | 0 | #DIV/0! | #DIV/0! | #DIV/0! | #DIV/0! | 0 | 0 | 0 | 0
1989-08-27 | Aug | 27 | 12:00 | 82.94 | 50 | 1122.0473 | 67322.8368 | 0 | 0 | 0.044845 | 4.7353e-08 | 0.073136 | 0.015256 | 0.24 | 0.70546 | 0 | 0.86918 | 0.0018418 | 0 | #DIV/0! | #DIV/0! | #DIV/0! | #DIV/0! | 0 | 0 | 0 | 0
1989-08-27 | Aug | 27 | 13:00 | 80.96 | 60 | 1220.4725 | 73228.3488 | 0 | 0 | 0.044753 | 4.7078e-08 | 0.073401 | 0.015205 | 0.24 | 0.7064 | 0 | 0.86312 | 0.0018486 | 0 | #DIV/0! | #DIV/0! | #DIV/0! | #DIV/0! | 0 | 0 | 0 | 0
1989-08-27 | Aug | 27 | 14:00 | 80.96 | 50 | 807.0866 | 48425.1984 | 0 | 0 | 0.044753 | 4.7078e-08 | 0.073401 | 0.015205 | 0.24 | 0.7064 | 0 | 0.86312 | 0.0018486 | 0 | #DIV/0! | #DIV/0! | #DIV/0! | #DIV/0! | 0 | 0 | 0 | 0
1989-08-27 | Aug | 27 | 15:00 | 80.96 | 90 | 610.2362 | 36614.1744 | 0 | 0 | 0.044753 | 4.7078e-08 | 0.073401 | 0.015205 | 0.24 | 0.7064 | 0 | 0.86312 | 0.0018486 | 0 | #DIV/0! | #DIV/0! | #DIV/0! | #DIV/0! | 0 | 0 | 0 | 0
1989-08-27 | Aug | 27 | 16:00 | 80.96 | 100 | 1023.6221 | 61417.3248 | 0 | 0 | 0.044753 | 4.7078e-08 | 0.073401 | 0.015205 | 0.24 | 0.7064 | 0 | 0.86312 | 0.0018486 | 0 | #DIV/0! | #DIV/0! | #DIV/0! | #DIV/0! | 0 | 0 | 0 | 0
1989-08-27 | Aug | 27 | 17:00 | 78.98 | 110 | 905.5118 | 54330.7104 | 0 | 0 | 0.044662 | 4.6803e-08 | 0.073672 | 0.015153 | 0.24 | 0.70735 | 0 | 0.85704 | 0.0018554 | 0 | #DIV/0! | #DIV/0! | #DIV/0! | #DIV/0! | 0 | 0 | 0 | 0
1989-08-27 | Aug | 27 | 18:00 | 77 | 60 | 708.6614 | 42519.6864 | 0 | 0 | 0.04457 | 4.6528e-08 | 0.073947 | 0.015102 | 0.24 | 0.7083 | 0 | 0.85095 | 0.0018622 | 0 | #DIV/0! | #DIV/0! | #DIV/0! | #DIV/0! | 0 | 0 | 0 | 0
1989-08-27 | Aug | 27 | 19:00 | 73.94 | 120 | 610.2362 | 36614.1744 | 0 | 0 | 0.044428 | 4.6103e-08 | 0.074372 | 0.015022 | 0.24 | 0.70979 | 0 | 0.84162 | 0.0018729 | 0 | #DIV/0! | #DIV/0! | #DIV/0! | #DIV/0! | 0 | 0 | 0 | 0
1989-08-27 | Aug | 27 | 20:00 | 73.04 | 130 | 511.811 | 30708.6624 | 0 | 0 | 0.044387 | 4.5978e-08 | 0.074497 | 0.014999 | 0.24 | 0.71023 | 0 | 0.8389 | 0.001876 | 0 | #DIV/0! | #DIV/0! | #DIV/0! | #DIV/0! | 0 | 0 | 0 | 0
1989-08-27 | Aug | 27 | 21:00 | 71.96 | 120 | 511.811 | 30708.6624 | 0 | 0 | 0.044336 | 4.5828e-08 | 0.074648 | 0.014971 | 0.24 | 0.71076 | 0 | 0.83565 | 0.0018798 | 0 | #DIV/0! | #DIV/0! | #DIV/0! | #DIV/0! | 0 | 0 | 0 | 0
1989-08-27 | Aug | 27 | 22:00 | 71.96 | 130 | 413.3858 | 24803.1504 | 0 | 0 | 0.044336 | 4.5828e-08 | 0.074648 | 0.014971 | 0.24 | 0.71076 | 0 | 0.83565 | 0.0018798 | 0 | #DIV/0! | #DIV/0! | #DIV/0! | #DIV/0! | 0 | 0 | 0 | 0
1989-08-27 | Aug | 27 | 23:00 | 71.96 | 110 | 413.3858 | 24803.1504 | 0 | 0 | 0.044336 | 4.5828e-08 | 0.074648 | 0.014971 | 0.24 | 0.71076 | 0 | 0.83565 | 0.0018798 | 0 | #DIV/0! | #DIV/0! | #DIV/0! | #DIV/0! | 0 | 0 | 0 | 0
1989-08-27 | Aug | 27 | 24:00 | 71.06 | 130 | 610.2362 | 36614.1744 | 0 | 0 | 0.044295 | 4.5703e-08 | 0.074773 | 0.014948 | 0.24 | 0.7112 | 0 | 0.83294 | 0.001883 | 0 | #DIV/0! | #DIV/0! | #DIV/0! | #DIV/0! | 0 | 0 | 0 | 0
1989-08-28 | Aug | 28 | 1:00 | 71.06 | 70 | 511.811 | 30708.6624 | 0 | 0 | 0.044295 | 4.5703e-08 | 0.074773 | 0.014948 | 0.24 | 0.7112 | 0 | 0.83294 | 0.001883 | 0 | #DIV/0! | #DIV/0! | #DIV/0! | #DIV/0! | 0 | 0 | 0 | 0
1989-08-28 | Aug | 28 | 2:00 | 71.06 | 60 | 610.2362 | 36614.1744 | 0 | 0 | 0.044295 | 4.5703e-08 | 0.074773 | 0.014948 | 0.24 | 0.7112 | 0 | 0.83294 | 0.001883 | 0 | #DIV/0! | #DIV/0! | #DIV/0! | #DIV/0! | 0 | 0 | 0 | 0
1989-08-28 | Aug | 28 | 3:00 | 71.06 | 90 | 511.811 | 30708.6624 | 0 | 0 | 0.044295 | 4.5703e-08 | 0.074773 | 0.014948 | 0.24 | 0.7112 | 0 | 0.83294 | 0.001883 | 0 | #DIV/0! | #DIV/0! | #DIV/0! | #DIV/0! | 0 | 0 | 0 | 0
1989-08-28 | Aug | 28 | 4:00 | 71.06 | 150 | 511.811 | 30708.6624 | 0 | 0 | 0.044295 | 4.5703e-08 | 0.074773 | 0.014948 | 0.24 | 0.7112 | 0 | 0.83294 | 0.001883 | 0 | #DIV/0! | #DIV/0! | #DIV/0! | #DIV/0! | 0 | 0 | 0 | 0
1989-08-28 | Aug | 28 | 5:00 | 71.06 | 140 | 610.2362 | 36614.1744 | 0 | 0 | 0.044295 | 4.5703e-08 | 0.074773 | 0.014948 | 0.24 | 0.7112 | 0 | 0.83294 | 0.001883 | 0 | #DIV/0! | #DIV/0! | #DIV/0! | #DIV/0! | 0 | 0 | 0 | 0
1989-08-28 | Aug | 28 | 6:00 | 71.06 | 320 | 1023.6221 | 61417.3248 | 0 | 0 | 0.044295 | 4.5703e-08 | 0.074773 | 0.014948 | 0.24 | 0.7112 | 0 | 0.83294 | 0.001883 | 0 | #DIV/0! | #DIV/0! | #DIV/0! | #DIV/0! | 0 | 0 | 0 | 0
1989-08-28 | Aug | 28 | 7:00 | 71.06 | 90 | 610.2362 | 36614.1744 | 0 | 0 | 0.044295 | 4.5703e-08 | 0.074773 | 0.014948 | 0.24 | 0.7112 | 0 | 0.83294 | 0.001883 | 0 | #DIV/0! | #DIV/0! | #DIV/0! | #DIV/0! | 0 | 0 | 0 | 0
1989-08-28 | Aug | 28 | 8:00 | 71.06 | 120 | 905.5118 | 54330.7104 | 0 | 0 | 0.044295 | 4.5703e-08 | 0.074773 | 0.014948 | 0.24 | 0.7112 | 0 | 0.83294 | 0.001883 | 0 | #DIV/0! | #DIV/0! | #DIV/0! | #DIV/0! | 0 | 0 | 0 | 0
1989-08-28 | Aug | 28 | 9:00 | 73.94 | 120 | 708.6614 | 42519.6864 | 0 | 0 | 0.044428 | 4.6103e-08 | 0.074372 | 0.015022 | 0.24 | 0.70979 | 0 | 0.84162 | 0.0018729 | 0 | #DIV/0! | #DIV/0! | #DIV/0! | #DIV/0! | 0 | 0 | 0 | 0
1989-08-28 | Aug | 28 | 10:00 | 75.92 | 280 | 610.2362 | 36614.1744 | 0 | 0 | 0.04452 | 4.6378e-08 | 0.074097 | 0.015074 | 0.24 | 0.70883 | 0 | 0.84764 | 0.001866 | 0 | #DIV/0! | #DIV/0! | #DIV/0! | #DIV/0! | 0 | 0 | 0 | 0
1989-08-28 | Aug | 28 | 11:00 | 75.92 | 240 | 610.2362 | 36614.1744 | 0 | 0 | 0.04452 | 4.6378e-08 | 0.074097 | 0.015074 | 0.24 | 0.70883 | 0 | 0.84764 | 0.001866 | 0 | #DIV/0! | #DIV/0! | #DIV/0! | #DIV/0! | 0 | 0 | 0 | 0
1989-08-28 | Aug | 28 | 12:00 | 78.98 | 140 | 610.2362 | 36614.1744 | 0 | 0 | 0.044662 | 4.6803e-08 | 0.073672 | 0.015153 | 0.24 | 0.70735 | 0 | 0.85704 | 0.0018554 | 0 | #DIV/0! | #DIV/0! | #DIV/0! | #DIV/0! | 0 | 0 | 0 | 0
1989-08-28 | Aug | 28 | 13:00 | 80.06 | 190 | 905.5118 | 54330.7104 | 0 | 0 | 0.044712 | 4.6953e-08 | 0.073522 | 0.015182 | 0.24 | 0.70683 | 0 | 0.86038 | 0.0018516 | 0 | #DIV/0! | #DIV/0! | #DIV/0! | #DIV/0! | 0 | 0 | 0 | 0
1989-08-28 | Aug | 28 | 14:00 | 82.94 | 190 | 1023.6221 | 61417.3248 | 0 | 0 | 0.044845 | 4.7353e-08 | 0.073136 | 0.015256 | 0.24 | 0.70546 | 0 | 0.86918 | 0.0018418 | 0 | #DIV/0! | #DIV/0! | #DIV/0! | #DIV/0! | 0 | 0 | 0 | 0
1989-08-28 | Aug | 28 | 15:00 | 80.06 | 210 | 708.6614 | 42519.6864 | 0 | 0 | 0.044712 | 4.6953e-08 | 0.073522 | 0.015182 | 0.24 | 0.70683 | 0 | 0.86038 | 0.0018516 | 0 | #DIV/0! | #DIV/0! | #DIV/0! | #DIV/0! | 0 | 0 | 0 | 0
1989-08-28 | Aug | 28 | 16:00 | 78.98 | 210 | 610.2362 | 36614.1744 | 0 | 0 | 0.044662 | 4.6803e-08 | 0.073672 | 0.015153 | 0.24 | 0.70735 | 0 | 0.85704 | 0.0018554 | 0 | #DIV/0! | #DIV/0! | #DIV/0! | #DIV/0! | 0 | 0 | 0 | 0
1989-08-28 | Aug | 28 | 17:00 | 78.98 | 240 | 905.5118 | 54330.7104 | 0 | 0 | 0.044662 | 4.6803e-08 | 0.073672 | 0.015153 | 0.24 | 0.70735 | 0 | 0.85704 | 0.0018554 | 0 | #DIV/0! | #DIV/0! | #DIV/0! | #DIV/0! | 0 | 0 | 0 | 0
1989-08-28 | Aug | 28 | 18:00 | 78.98 | 220 | 905.5118 | 54330.7104 | 0 | 0 | 0.044662 | 4.6803e-08 | 0.073672 | 0.015153 | 0.24 | 0.70735 | 0 | 0.85704 | 0.0018554 | 0 | #DIV/0! | #DIV/0! | #DIV/0! | #DIV/0! | 0 | 0 | 0 | 0
1989-08-28 | Aug | 28 | 19:00 | 77 | 240 | 807.0866 | 48425.1984 | 0 | 0 | 0.04457 | 4.6528e-08 | 0.073947 | 0.015102 | 0.24 | 0.7083 | 0 | 0.85095 | 0.0018622 | 0 | #DIV/0! | #DIV/0! | #DIV/0! | #DIV/0! | 0 | 0 | 0 | 0
1989-08-28 | Aug | 28 | 20:00 | 73.94 | 220 | 511.811 | 30708.6624 | 0 | 0 | 0.044428 | 4.6103e-08 | 0.074372 | 0.015022 | 0.24 | 0.70979 | 0 | 0.84162 | 0.0018729 | 0 | #DIV/0! | #DIV/0! | #DIV/0! | #DIV/0! | 0 | 0 | 0 | 0
1989-08-28 | Aug | 28 | 21:00 | 73.04 | 220 | 511.811 | 30708.6624 | 0 | 0 | 0.044387 | 4.5978e-08 | 0.074497 | 0.014999 | 0.24 | 0.71023 | 0 | 0.8389 | 0.001876 | 0 | #DIV/0! | #DIV/0! | #DIV/0! | #DIV/0! | 0 | 0 | 0 | 0
1989-08-28 | Aug | 28 | 22:00 | 71.96 | 240 | 511.811 | 30708.6624 | 0 | 0 | 0.044336 | 4.5828e-08 | 0.074648 | 0.014971 | 0.24 | 0.71076 | 0 | 0.83565 | 0.0018798 | 0 | #DIV/0! | #DIV/0! | #DIV/0! | #DIV/0! | 0 | 0 | 0 | 0
1989-08-28 | Aug | 28 | 23:00 | 71.96 | 240 | 708.6614 | 42519.6864 | 0 | 0 | 0.044336 | 4.5828e-08 | 0.074648 | 0.014971 | 0.24 | 0.71076 | 0 | 0.83565 | 0.0018798 | 0 | #DIV/0! | #DIV/0! | #DIV/0! | #DIV/0! | 0 | 0 | 0 | 0
1989-08-28 | Aug | 28 | 24:00 | 71.96 | 250 | 511.811 | 30708.6624 | 0 | 0 | 0.044336 | 4.5828e-08 | 0.074648 | 0.014971 | 0.24 | 0.71076 | 0 | 0.83565 | 0.0018798 | 0 | #DIV/0! | #DIV/0! | #DIV/0! | #DIV/0! | 0 | 0 | 0 | 0
1989-08-29 | Aug | 29 | 1:00 | 69.98 | 230 | 511.811 | 30708.6624 | 0 | 0 | 0.044244 | 4.5552e-08 | 0.074923 | 0.014919 | 0.24 | 0.71173 | 0 | 0.82971 | 0.0018869 | 0 | #DIV/0! | #DIV/0! | #DIV/0! | #DIV/0! | 0 | 0 | 0 | 0
1989-08-29 | Aug | 29 | 2:00 | 69.98 | 240 | 610.2362 | 36614.1744 | 0 | 0 | 0.044244 | 4.5552e-08 | 0.074923 | 0.014919 | 0.24 | 0.71173 | 0 | 0.82971 | 0.0018869 | 0 | #DIV/0! | #DIV/0! | #DIV/0! | #DIV/0! | 0 | 0 | 0 | 0
1989-08-29 | Aug | 29 | 3:00 | 69.98 | 240 | 413.3858 | 24803.1504 | 0 | 0 | 0.044244 | 4.5552e-08 | 0.074923 | 0.014919 | 0.24 | 0.71173 | 0 | 0.82971 | 0.0018869 | 0 | #DIV/0! | #DIV/0! | #DIV/0! | #DIV/0! | 0 | 0 | 0 | 0
1989-08-29 | Aug | 29 | 4:00 | 69.98 | 250 | 511.811 | 30708.6624 | 0 | 0 | 0.044244 | 4.5552e-08 | 0.074923 | 0.014919 | 0.24 | 0.71173 | 0 | 0.82971 | 0.0018869 | 0 | #DIV/0! | #DIV/0! | #DIV/0! | #DIV/0! | 0 | 0 | 0 | 0
1989-08-29 | Aug | 29 | 5:00 | 69.98 | 220 | 511.811 | 30708.6624 | 0 | 0 | 0.044244 | 4.5552e-08 | 0.074923 | 0.014919 | 0.24 | 0.71173 | 0 | 0.82971 | 0.0018869 | 0 | #DIV/0! | #DIV/0! | #DIV/0! | #DIV/0! | 0 | 0 | 0 | 0
1989-08-29 | Aug | 29 | 6:00 | 69.98 | 210 | 511.811 | 30708.6624 | 0 | 0 | 0.044244 | 4.5552e-08 | 0.074923 | 0.014919 | 0.24 | 0.71173 | 0 | 0.82971 | 0.0018869 | 0 | #DIV/0! | #DIV/0! | #DIV/0! | #DIV/0! | 0 | 0 | 0 | 0
1989-08-29 | Aug | 29 | 7:00 | 71.06 | 260 | 807.0866 | 48425.1984 | 0 | 0 | 0.044295 | 4.5703e-08 | 0.074773 | 0.014948 | 0.24 | 0.7112 | 0 | 0.83294 | 0.001883 | 0 | #DIV/0! | #DIV/0! | #DIV/0! | #DIV/0! | 0 | 0 | 0 | 0
1989-08-29 | Aug | 29 | 8:00 | 73.04 | 260 | 708.6614 | 42519.6864 | 0 | 0 | 0.044387 | 4.5978e-08 | 0.074497 | 0.014999 | 0.24 | 0.71023 | 0 | 0.8389 | 0.001876 | 0 | #DIV/0! | #DIV/0! | #DIV/0! | #DIV/0! | 0 | 0 | 0 | 0
1989-08-29 | Aug | 29 | 9:00 | 73.94 | 230 | 708.6614 | 42519.6864 | 0 | 0 | 0.044428 | 4.6103e-08 | 0.074372 | 0.015022 | 0.24 | 0.70979 | 0 | 0.84162 | 0.0018729 | 0 | #DIV/0! | #DIV/0! | #DIV/0! | #DIV/0! | 0 | 0 | 0 | 0
1989-08-29 | Aug | 29 | 10:00 | 78.08 | 270 | 807.0866 | 48425.1984 | 0 | 0 | 0.04462 | 4.6678e-08 | 0.073797 | 0.01513 | 0.24 | 0.70778 | 0 | 0.85426 | 0.0018585 | 0 | #DIV/0! | #DIV/0! | #DIV/0! | #DIV/0! | 0 | 0 | 0 | 0
1989-08-29 | Aug | 29 | 11:00 | 78.98 | 270 | 1023.6221 | 61417.3248 | 0 | 0 | 0.044662 | 4.6803e-08 | 0.073672 | 0.015153 | 0.24 | 0.70735 | 0 | 0.85704 | 0.0018554 | 0 | #DIV/0! | #DIV/0! | #DIV/0! | #DIV/0! | 0 | 0 | 0 | 0
1989-08-29 | Aug | 29 | 12:00 | 82.04 | 290 | 1023.6221 | 61417.3248 | 0 | 0 | 0.044804 | 4.7228e-08 | 0.073257 | 0.015233 | 0.24 | 0.70589 | 0 | 0.86642 | 0.0018449 | 0 | #DIV/0! | #DIV/0! | #DIV/0! | #DIV/0! | 0 | 0 | 0 | 0
1989-08-29 | Aug | 29 | 13:00 | 82.94 | 270 | 1023.6221 | 61417.3248 | 0 | 0 | 0.044845 | 4.7353e-08 | 0.073136 | 0.015256 | 0.24 | 0.70546 | 0 | 0.86918 | 0.0018418 | 0 | #DIV/0! | #DIV/0! | #DIV/0! | #DIV/0! | 0 | 0 | 0 | 0
1989-08-29 | Aug | 29 | 14:00 | 84.92 | 280 | 1023.6221 | 61417.3248 | 0 | 0 | 0.044937 | 4.7628e-08 | 0.072871 | 0.015308 | 0.24 | 0.70453 | 0 | 0.87529 | 0.0018351 | 0 | #DIV/0! | #DIV/0! | #DIV/0! | #DIV/0! | 0 | 0 | 0 | 0
1989-08-29 | Aug | 29 | 15:00 | 82.04 | 290 | 1122.0473 | 67322.8368 | 0 | 0 | 0.044804 | 4.7228e-08 | 0.073257 | 0.015233 | 0.24 | 0.70589 | 0 | 0.86642 | 0.0018449 | 0 | #DIV/0! | #DIV/0! | #DIV/0! | #DIV/0! | 0 | 0 | 0 | 0
1989-08-29 | Aug | 29 | 16:00 | 80.96 | 280 | 1122.0473 | 67322.8368 | 0 | 0 | 0.044753 | 4.7078e-08 | 0.073401 | 0.015205 | 0.24 | 0.7064 | 0 | 0.86312 | 0.0018486 | 0 | #DIV/0! | #DIV/0! | #DIV/0! | #DIV/0! | 0 | 0 | 0 | 0
1989-08-29 | Aug | 29 | 17:00 | 80.06 | 290 | 1023.6221 | 61417.3248 | 0 | 0 | 0.044712 | 4.6953e-08 | 0.073522 | 0.015182 | 0.24 | 0.70683 | 0 | 0.86038 | 0.0018516 | 0 | #DIV/0! | #DIV/0! | #DIV/0! | #DIV/0! | 0 | 0 | 0 | 0
1989-08-29 | Aug | 29 | 18:00 | 78.08 | 300 | 1023.6221 | 61417.3248 | 0 | 0 | 0.04462 | 4.6678e-08 | 0.073797 | 0.01513 | 0.24 | 0.70778 | 0 | 0.85426 | 0.0018585 | 0 | #DIV/0! | #DIV/0! | #DIV/0! | #DIV/0! | 0 | 0 | 0 | 0
1989-08-29 | Aug | 29 | 19:00 | 75.02 | 290 | 708.6614 | 42519.6864 | 0 | 0 | 0.044478 | 4.6253e-08 | 0.074222 | 0.015051 | 0.24 | 0.70926 | 0 | 0.8449 | 0.0018691 | 0 | #DIV/0! | #DIV/0! | #DIV/0! | #DIV/0! | 0 | 0 | 0 | 0
1989-08-29 | Aug | 29 | 20:00 | 71.96 | 300 | 610.2362 | 36614.1744 | 0 | 0 | 0.044336 | 4.5828e-08 | 0.074648 | 0.014971 | 0.24 | 0.71076 | 0 | 0.83565 | 0.0018798 | 0 | #DIV/0! | #DIV/0! | #DIV/0! | #DIV/0! | 0 | 0 | 0 | 0
1989-08-29 | Aug | 29 | 21:00 | 69.98 | 310 | 807.0866 | 48425.1984 | 0 | 0 | 0.044244 | 4.5552e-08 | 0.074923 | 0.014919 | 0.24 | 0.71173 | 0 | 0.82971 | 0.0018869 | 0 | #DIV/0! | #DIV/0! | #DIV/0! | #DIV/0! | 0 | 0 | 0 | 0
1989-08-29 | Aug | 29 | 22:00 | 68 | 300 | 807.0866 | 48425.1984 | 0 | 0 | 0.044084 | 4.5222e-08 | 0.075208 | 0.014868 | 0.24 | 0.7116 | 0 | 0.82372 | 0.0018939 | 0 | #DIV/0! | #DIV/0! | #DIV/0! | #DIV/0! | 0 | 0 | 0 | 0
1989-08-29 | Aug | 29 | 23:00 | 64.94 | 300 | 610.2362 | 36614.1744 | 0 | 0 | 0.043835 | 4.4712e-08 | 0.075649 | 0.014788 | 0.24 | 0.7114 | 0 | 0.81454 | 0.001905 | 0 | #DIV/0! | #DIV/0! | #DIV/0! | #DIV/0! | 0 | 0 | 0 | 0
1989-08-29 | Aug | 29 | 24:00 | 64.04 | 280 | 610.2362 | 36614.1744 | 0 | 0 | 0.043762 | 4.4562e-08 | 0.075778 | 0.014765 | 0.24 | 0.71134 | 0 | 0.81186 | 0.0019083 | 0 | #DIV/0! | #DIV/0! | #DIV/0! | #DIV/0! | 0 | 0 | 0 | 0
1989-08-30 | Aug | 30 | 1:00 | 62.96 | 310 | 511.811 | 30708.6624 | 0 | 0 | 0.043675 | 4.4382e-08 | 0.075934 | 0.014737 | 0.24 | 0.71127 | 0 | 0.80865 | 0.0019122 | 0 | #DIV/0! | #DIV/0! | #DIV/0! | #DIV/0! | 0 | 0 | 0 | 0
1989-08-30 | Aug | 30 | 2:00 | 62.96 | 310 | 610.2362 | 36614.1744 | 0 | 0 | 0.043675 | 4.4382e-08 | 0.075934 | 0.014737 | 0.24 | 0.71127 | 0 | 0.80865 | 0.0019122 | 0 | #DIV/0! | #DIV/0! | #DIV/0! | #DIV/0! | 0 | 0 | 0 | 0
1989-08-30 | Aug | 30 | 3:00 | 62.06 | 300 | 610.2362 | 36614.1744 | 0 | 0 | 0.043602 | 4.4232e-08 | 0.076063 | 0.014714 | 0.24 | 0.71121 | 0 | 0.80599 | 0.0019155 | 0 | #DIV/0! | #DIV/0! | #DIV/0! | #DIV/0! | 0 | 0 | 0 | 0
1989-08-30 | Aug | 30 | 4:00 | 60.08 | 300 | 511.811 | 30708.6624 | 0 | 0 | 0.043441 | 4.3902e-08 | 0.076348 | 0.014662 | 0.24 | 0.71108 | 0 | 0.80017 | 0.0019228 | 0 | #DIV/0! | #DIV/0! | #DIV/0! | #DIV/0! | 0 | 0 | 0 | 0
1989-08-30 | Aug | 30 | 5:00 | 59 | 280 | 511.811 | 30708.6624 | 0 | 0 | 0.043354 | 4.3722e-08 | 0.07651 | 0.014634 | 0.24 | 0.71101 | 0 | 0.79695 | 0.0019268 | 0 | #DIV/0! | #DIV/0! | #DIV/0! | #DIV/0! | 0 | 0 | 0 | 0
1989-08-30 | Aug | 30 | 6:00 | 59 | 290 | 610.2362 | 36614.1744 | 0 | 0 | 0.043354 | 4.3722e-08 | 0.07651 | 0.014634 | 0.24 | 0.71101 | 0 | 0.79695 | 0.0019268 | 0 | #DIV/0! | #DIV/0! | #DIV/0! | #DIV/0! | 0 | 0 | 0 | 0
1989-08-30 | Aug | 30 | 7:00 | 64.94 | 320 | 708.6614 | 42519.6864 | 0 | 0 | 0.043835 | 4.4712e-08 | 0.075649 | 0.014788 | 0.24 | 0.7114 | 0 | 0.81454 | 0.001905 | 0 | #DIV/0! | #DIV/0! | #DIV/0! | #DIV/0! | 0 | 0 | 0 | 0
1989-08-30 | Aug | 30 | 8:00 | 68 | 330 | 905.5118 | 54330.7104 | 0 | 0 | 0.044084 | 4.5222e-08 | 0.075208 | 0.014868 | 0.24 | 0.7116 | 0 | 0.82372 | 0.0018939 | 0 | #DIV/0! | #DIV/0! | #DIV/0! | #DIV/0! | 0 | 0 | 0 | 0
1989-08-30 | Aug | 30 | 9:00 | 71.06 | 350 | 807.0866 | 48425.1984 | 0 | 0 | 0.044295 | 4.5703e-08 | 0.074773 | 0.014948 | 0.24 | 0.7112 | 0 | 0.83294 | 0.001883 | 0 | #DIV/0! | #DIV/0! | #DIV/0! | #DIV/0! | 0 | 0 | 0 | 0
1989-08-30 | Aug | 30 | 10:00 | 73.04 | 10 | 610.2362 | 36614.1744 | 0 | 0 | 0.044387 | 4.5978e-08 | 0.074497 | 0.014999 | 0.24 | 0.71023 | 0 | 0.8389 | 0.001876 | 0 | #DIV/0! | #DIV/0! | #DIV/0! | #DIV/0! | 0 | 0 | 0 | 0
1989-08-30 | Aug | 30 | 11:00 | 75.02 | 360 | 708.6614 | 42519.6864 | 0 | 0 | 0.044478 | 4.6253e-08 | 0.074222 | 0.015051 | 0.24 | 0.70926 | 0 | 0.8449 | 0.0018691 | 0 | #DIV/0! | #DIV/0! | #DIV/0! | #DIV/0! | 0 | 0 | 0 | 0
1989-08-30 | Aug | 30 | 12:00 | 77 | 330 | 511.811 | 30708.6624 | 0 | 0 | 0.04457 | 4.6528e-08 | 0.073947 | 0.015102 | 0.24 | 0.7083 | 0 | 0.85095 | 0.0018622 | 0 | #DIV/0! | #DIV/0! | #DIV/0! | #DIV/0! | 0 | 0 | 0 | 0
1989-08-30 | Aug | 30 | 13:00 | 78.98 | 200 | 511.811 | 30708.6624 | 0 | 0 | 0.044662 | 4.6803e-08 | 0.073672 | 0.015153 | 0.24 | 0.70735 | 0 | 0.85704 | 0.0018554 | 0 | #DIV/0! | #DIV/0! | #DIV/0! | #DIV/0! | 0 | 0 | 0 | 0
1989-08-30 | Aug | 30 | 14:00 | 82.04 | 280 | 413.3858 | 24803.1504 | 0 | 0 | 0.044804 | 4.7228e-08 | 0.073257 | 0.015233 | 0.24 | 0.70589 | 0 | 0.86642 | 0.0018449 | 0 | #DIV/0! | #DIV/0! | #DIV/0! | #DIV/0! | 0 | 0 | 0 | 0
1989-08-30 | Aug | 30 | 15:00 | 82.04 | 220 | 511.811 | 30708.6624 | 0 | 0 | 0.044804 | 4.7228e-08 | 0.073257 | 0.015233 | 0.24 | 0.70589 | 0 | 0.86642 | 0.0018449 | 0 | #DIV/0! | #DIV/0! | #DIV/0! | #DIV/0! | 0 | 0 | 0 | 0
1989-08-30 | Aug | 30 | 16:00 | 82.04 | 0 | 0 | 0 | 0 | 0 | 0.044804 | 4.7228e-08 | 0.073257 | 0.015233 | 0.24 | 0.70589 | 0 | 0.86642 | 0.0018449 | 0 | #DIV/0! | #DIV/0! | #DIV/0! | #DIV/0! | 0 | 0 | 0 | 0
1989-08-30 | Aug | 30 | 17:00 | 80.96 | 260 | 413.3858 | 24803.1504 | 0 | 0 | 0.044753 | 4.7078e-08 | 0.073401 | 0.015205 | 0.24 | 0.7064 | 0 | 0.86312 | 0.0018486 | 0 | #DIV/0! | #DIV/0! | #DIV/0! | #DIV/0! | 0 | 0 | 0 | 0
1989-08-30 | Aug | 30 | 18:00 | 78.08 | 0 | 0 | 0 | 0 | 0 | 0.04462 | 4.6678e-08 | 0.073797 | 0.01513 | 0.24 | 0.70778 | 0 | 0.85426 | 0.0018585 | 0 | #DIV/0! | #DIV/0! | #DIV/0! | #DIV/0! | 0 | 0 | 0 | 0
1989-08-30 | Aug | 30 | 19:00 | 73.94 | 120 | 807.0866 | 48425.1984 | 0 | 0 | 0.044428 | 4.6103e-08 | 0.074372 | 0.015022 | 0.24 | 0.70979 | 0 | 0.84162 | 0.0018729 | 0 | #DIV/0! | #DIV/0! | #DIV/0! | #DIV/0! | 0 | 0 | 0 | 0
1989-08-30 | Aug | 30 | 20:00 | 71.96 | 120 | 807.0866 | 48425.1984 | 0 | 0 | 0.044336 | 4.5828e-08 | 0.074648 | 0.014971 | 0.24 | 0.71076 | 0 | 0.83565 | 0.0018798 | 0 | #DIV/0! | #DIV/0! | #DIV/0! | #DIV/0! | 0 | 0 | 0 | 0
1989-08-30 | Aug | 30 | 21:00 | 68 | 130 | 708.6614 | 42519.6864 | 0 | 0 | 0.044084 | 4.5222e-08 | 0.075208 | 0.014868 | 0.24 | 0.7116 | 0 | 0.82372 | 0.0018939 | 0 | #DIV/0! | #DIV/0! | #DIV/0! | #DIV/0! | 0 | 0 | 0 | 0
1989-08-30 | Aug | 30 | 22:00 | 68 | 130 | 610.2362 | 36614.1744 | 0 | 0 | 0.044084 | 4.5222e-08 | 0.075208 | 0.014868 | 0.24 | 0.7116 | 0 | 0.82372 | 0.0018939 | 0 | #DIV/0! | #DIV/0! | #DIV/0! | #DIV/0! | 0 | 0 | 0 | 0
1989-08-30 | Aug | 30 | 23:00 | 66.02 | 130 | 610.2362 | 36614.1744 | 0 | 0 | 0.043923 | 4.4892e-08 | 0.075493 | 0.014817 | 0.24 | 0.71147 | 0 | 0.81776 | 0.0019011 | 0 | #DIV/0! | #DIV/0! | #DIV/0! | #DIV/0! | 0 | 0 | 0 | 0
1989-08-30 | Aug | 30 | 24:00 | 66.02 | 150 | 511.811 | 30708.6624 | 0 | 0 | 0.043923 | 4.4892e-08 | 0.075493 | 0.014817 | 0.24 | 0.71147 | 0 | 0.81776 | 0.0019011 | 0 | #DIV/0! | #DIV/0! | #DIV/0! | #DIV/0! | 0 | 0 | 0 | 0
1989-08-31 | Aug | 31 | 1:00 | 64.94 | 130 | 511.811 | 30708.6624 | 0 | 0 | 0.043835 | 4.4712e-08 | 0.075649 | 0.014788 | 0.24 | 0.7114 | 0 | 0.81454 | 0.001905 | 0 | #DIV/0! | #DIV/0! | #DIV/0! | #DIV/0! | 0 | 0 | 0 | 0
1989-08-31 | Aug | 31 | 2:00 | 64.04 | 180 | 610.2362 | 36614.1744 | 0 | 0 | 0.043762 | 4.4562e-08 | 0.075778 | 0.014765 | 0.24 | 0.71134 | 0 | 0.81186 | 0.0019083 | 0 | #DIV/0! | #DIV/0! | #DIV/0! | #DIV/0! | 0 | 0 | 0 | 0
1989-08-31 | Aug | 31 | 3:00 | 64.04 | 170 | 610.2362 | 36614.1744 | 0 | 0 | 0.043762 | 4.4562e-08 | 0.075778 | 0.014765 | 0.24 | 0.71134 | 0 | 0.81186 | 0.0019083 | 0 | #DIV/0! | #DIV/0! | #DIV/0! | #DIV/0! | 0 | 0 | 0 | 0
1989-08-31 | Aug | 31 | 4:00 | 62.06 | 160 | 511.811 | 30708.6624 | 0 | 0 | 0.043602 | 4.4232e-08 | 0.076063 | 0.014714 | 0.24 | 0.71121 | 0 | 0.80599 | 0.0019155 | 0 | #DIV/0! | #DIV/0! | #DIV/0! | #DIV/0! | 0 | 0 | 0 | 0
1989-08-31 | Aug | 31 | 5:00 | 62.06 | 150 | 511.811 | 30708.6624 | 0 | 0 | 0.043602 | 4.4232e-08 | 0.076063 | 0.014714 | 0.24 | 0.71121 | 0 | 0.80599 | 0.0019155 | 0 | #DIV/0! | #DIV/0! | #DIV/0! | #DIV/0! | 0 | 0 | 0 | 0
1989-08-31 | Aug | 31 | 6:00 | 62.06 | 170 | 807.0866 | 48425.1984 | 0 | 0 | 0.043602 | 4.4232e-08 | 0.076063 | 0.014714 | 0.24 | 0.71121 | 0 | 0.80599 | 0.0019155 | 0 | #DIV/0! | #DIV/0! | #DIV/0! | #DIV/0! | 0 | 0 | 0 | 0
1989-08-31 | Aug | 31 | 7:00 | 66.92 | 170 | 807.0866 | 48425.1984 | 0 | 0 | 0.043996 | 4.5042e-08 | 0.075364 | 0.01484 | 0.24 | 0.71153 | 0 | 0.82046 | 0.0018978 | 0 | #DIV/0! | #DIV/0! | #DIV/0! | #DIV/0! | 0 | 0 | 0 | 0
1989-08-31 | Aug | 31 | 8:00 | 73.04 | 200 | 905.5118 | 54330.7104 | 0 | 0 | 0.044387 | 4.5978e-08 | 0.074497 | 0.014999 | 0.24 | 0.71023 | 0 | 0.8389 | 0.001876 | 0 | #DIV/0! | #DIV/0! | #DIV/0! | #DIV/0! | 0 | 0 | 0 | 0
1989-08-31 | Aug | 31 | 9:00 | 75.92 | 190 | 1318.8977 | 79133.8608 | 0 | 0 | 0.04452 | 4.6378e-08 | 0.074097 | 0.015074 | 0.24 | 0.70883 | 0 | 0.84764 | 0.001866 | 0 | #DIV/0! | #DIV/0! | #DIV/0! | #DIV/0! | 0 | 0 | 0 | 0
1989-08-31 | Aug | 31 | 10:00 | 82.94 | 190 | 1515.7481 | 90944.8848 | 0 | 0 | 0.044845 | 4.7353e-08 | 0.073136 | 0.015256 | 0.24 | 0.70546 | 0 | 0.86918 | 0.0018418 | 0 | #DIV/0! | #DIV/0! | #DIV/0! | #DIV/0! | 0 | 0 | 0 | 0
1989-08-31 | Aug | 31 | 11:00 | 80.06 | 200 | 1318.8977 | 79133.8608 | 0 | 0 | 0.044712 | 4.6953e-08 | 0.073522 | 0.015182 | 0.24 | 0.70683 | 0 | 0.86038 | 0.0018516 | 0 | #DIV/0! | #DIV/0! | #DIV/0! | #DIV/0! | 0 | 0 | 0 | 0
1989-08-31 | Aug | 31 | 12:00 | 78.08 | 200 | 1515.7481 | 90944.8848 | 0 | 0 | 0.04462 | 4.6678e-08 | 0.073797 | 0.01513 | 0.24 | 0.70778 | 0 | 0.85426 | 0.0018585 | 0 | #DIV/0! | #DIV/0! | #DIV/0! | #DIV/0! | 0 | 0 | 0 | 0
1989-08-31 | Aug | 31 | 13:00 | 77 | 200 | 1318.8977 | 79133.8608 | 0 | 0 | 0.04457 | 4.6528e-08 | 0.073947 | 0.015102 | 0.24 | 0.7083 | 0 | 0.85095 | 0.0018622 | 0 | #DIV/0! | #DIV/0! | #DIV/0! | #DIV/0! | 0 | 0 | 0 | 0
1989-08-31 | Aug | 31 | 14:00 | 75.02 | 200 | 1220.4725 | 73228.3488 | 0 | 0 | 0.044478 | 4.6253e-08 | 0.074222 | 0.015051 | 0.24 | 0.70926 | 0 | 0.8449 | 0.0018691 | 0 | #DIV/0! | #DIV/0! | #DIV/0! | #DIV/0! | 0 | 0 | 0 | 0
1989-08-31 | Aug | 31 | 15:00 | 75.02 | 200 | 1220.4725 | 73228.3488 | 0 | 0 | 0.044478 | 4.6253e-08 | 0.074222 | 0.015051 | 0.24 | 0.70926 | 0 | 0.8449 | 0.0018691 | 0 | #DIV/0! | #DIV/0! | #DIV/0! | #DIV/0! | 0 | 0 | 0 | 0
1989-08-31 | Aug | 31 | 16:00 | 75.02 | 200 | 1220.4725 | 73228.3488 | 0 | 0 | 0.044478 | 4.6253e-08 | 0.074222 | 0.015051 | 0.24 | 0.70926 | 0 | 0.8449 | 0.0018691 | 0 | #DIV/0! | #DIV/0! | #DIV/0! | #DIV/0! | 0 | 0 | 0 | 0
1989-08-31 | Aug | 31 | 17:00 | 73.04 | 220 | 1417.3229 | 85039.3728 | 0 | 0 | 0.044387 | 4.5978e-08 | 0.074497 | 0.014999 | 0.24 | 0.71023 | 0 | 0.8389 | 0.001876 | 0 | #DIV/0! | #DIV/0! | #DIV/0! | #DIV/0! | 0 | 0 | 0 | 0
1989-08-31 | Aug | 31 | 18:00 | 71.06 | 210 | 905.5118 | 54330.7104 | 0 | 0 | 0.044295 | 4.5703e-08 | 0.074773 | 0.014948 | 0.24 | 0.7112 | 0 | 0.83294 | 0.001883 | 0 | #DIV/0! | #DIV/0! | #DIV/0! | #DIV/0! | 0 | 0 | 0 | 0
1989-08-31 | Aug | 31 | 19:00 | 69.98 | 220 | 1122.0473 | 67322.8368 | 0 | 0 | 0.044244 | 4.5552e-08 | 0.074923 | 0.014919 | 0.24 | 0.71173 | 0 | 0.82971 | 0.0018869 | 0 | #DIV/0! | #DIV/0! | #DIV/0! | #DIV/0! | 0 | 0 | 0 | 0
1989-08-31 | Aug | 31 | 20:00 | 69.08 | 270 | 807.0866 | 48425.1984 | 0 | 0 | 0.044171 | 4.5402e-08 | 0.075052 | 0.014896 | 0.24 | 0.71167 | 0 | 0.82698 | 0.0018901 | 0 | #DIV/0! | #DIV/0! | #DIV/0! | #DIV/0! | 0 | 0 | 0 | 0
1989-08-31 | Aug | 31 | 21:00 | 69.08 | 220 | 1417.3229 | 85039.3728 | 0 | 0 | 0.044171 | 4.5402e-08 | 0.075052 | 0.014896 | 0.24 | 0.71167 | 0 | 0.82698 | 0.0018901 | 0 | #DIV/0! | #DIV/0! | #DIV/0! | #DIV/0! | 0 | 0 | 0 | 0
1989-08-31 | Aug | 31 | 22:00 | 66.56 | 200 | 1299.2126 | 77952.7584 | 0 | 0 | 0.043967 | 4.4982e-08 | 0.075415 | 0.014831 | 0.24 | 0.71151 | 0 | 0.81938 | 0.0018991 | 0 | #DIV/0! | #DIV/0! | #DIV/0! | #DIV/0! | 0 | 0 | 0 | 0
1989-08-31 | Aug | 31 | 23:00 | 63.86 | 180 | 1181.1024 | 70866.144 | 0 | 0 | 0.043748 | 4.4532e-08 | 0.075804 | 0.01476 | 0.24 | 0.71133 | 0 | 0.81132 | 0.0019089 | 0 | #DIV/0! | #DIV/0! | #DIV/0! | #DIV/0! | 0 | 0 | 0 | 0
1989-08-31 | Aug | 31 | 24:00 | 61.34 | 180 | 1062.9922 | 63779.5296 | 0 | 0 | 0.043544 | 4.4112e-08 | 0.076167 | 0.014695 | 0.24 | 0.71116 | 0 | 0.80387 | 0.0019181 | 0 | #DIV/0! | #DIV/0! | #DIV/0! | #DIV/0! | 0 | 0 | 0 | 0
1987-09-01 | Sep | 1 | 1:00 | 58.82 | 260 | 964.567 | 57874.0176 | 0 | 0 | 0.043339 | 4.3692e-08 | 0.076537 | 0.014629 | 0.24 | 0.711 | 0 | 0.79642 | 0.0019275 | 0 | #DIV/0! | #DIV/0! | #DIV/0! | #DIV/0! | 0 | 0 | 0 | 0
1987-09-01 | Sep | 1 | 2:00 | 56.3 | 260 | 846.4567 | 50787.4032 | 0 | 0 | 0.043135 | 4.3272e-08 | 0.076915 | 0.014564 | 0.24 | 0.71083 | 0 | 0.78896 | 0.0019369 | 0 | #DIV/0! | #DIV/0! | #DIV/0! | #DIV/0! | 0 | 0 | 0 | 0
1987-09-01 | Sep | 1 | 3:00 | 53.6 | 270 | 728.3465 | 43700.7888 | 0 | 0 | 0.042916 | 4.2822e-08 | 0.07732 | 0.014494 | 0.24 | 0.71065 | 0 | 0.78104 | 0.001947 | 0 | #DIV/0! | #DIV/0! | #DIV/0! | #DIV/0! | 0 | 0 | 0 | 0
1987-09-01 | Sep | 1 | 4:00 | 51.08 | 260 | 610.2362 | 36614.1744 | 0 | 0 | 0.042712 | 4.2402e-08 | 0.077698 | 0.014428 | 0.24 | 0.71048 | 0 | 0.77373 | 0.0019566 | 0 | #DIV/0! | #DIV/0! | #DIV/0! | #DIV/0! | 0 | 0 | 0 | 0
1987-09-01 | Sep | 1 | 5:00 | 50 | 270 | 511.811 | 30708.6624 | 0 | 0 | 0.042624 | 4.2222e-08 | 0.07786 | 0.0144 | 0.24 | 0.7104 | 0 | 0.77061 | 0.0019608 | 0 | #DIV/0! | #DIV/0! | #DIV/0! | #DIV/0! | 0 | 0 | 0 | 0
1987-09-01 | Sep | 1 | 6:00 | 51.08 | 270 | 610.2362 | 36614.1744 | 0 | 0 | 0.042712 | 4.2402e-08 | 0.077698 | 0.014428 | 0.24 | 0.71048 | 0 | 0.77373 | 0.0019566 | 0 | #DIV/0! | #DIV/0! | #DIV/0! | #DIV/0! | 0 | 0 | 0 | 0
1987-09-01 | Sep | 1 | 7:00 | 57.02 | 280 | 807.0866 | 48425.1984 | 0 | 0 | 0.043193 | 4.3392e-08 | 0.076807 | 0.014583 | 0.24 | 0.71088 | 0 | 0.79108 | 0.0019342 | 0 | #DIV/0! | #DIV/0! | #DIV/0! | #DIV/0! | 0 | 0 | 0 | 0
1987-09-01 | Sep | 1 | 8:00 | 62.06 | 280 | 708.6614 | 42519.6864 | 0 | 0 | 0.043602 | 4.4232e-08 | 0.076063 | 0.014714 | 0.24 | 0.71121 | 0 | 0.80599 | 0.0019155 | 0 | #DIV/0! | #DIV/0! | #DIV/0! | #DIV/0! | 0 | 0 | 0 | 0
1987-09-01 | Sep | 1 | 9:00 | 66.02 | 280 | 708.6614 | 42519.6864 | 0 | 0 | 0.043923 | 4.4892e-08 | 0.075493 | 0.014817 | 0.24 | 0.71147 | 0 | 0.81776 | 0.0019011 | 0 | #DIV/0! | #DIV/0! | #DIV/0! | #DIV/0! | 0 | 0 | 0 | 0
1987-09-01 | Sep | 1 | 10:00 | 69.08 | 250 | 1122.0473 | 67322.8368 | 0 | 0 | 0.044171 | 4.5402e-08 | 0.075052 | 0.014896 | 0.24 | 0.71167 | 0 | 0.82698 | 0.0018901 | 0 | #DIV/0! | #DIV/0! | #DIV/0! | #DIV/0! | 0 | 0 | 0 | 0
1987-09-01 | Sep | 1 | 11:00 | 71.06 | 270 | 708.6614 | 42519.6864 | 0 | 0 | 0.044295 | 4.5703e-08 | 0.074773 | 0.014948 | 0.24 | 0.7112 | 0 | 0.83294 | 0.001883 | 0 | #DIV/0! | #DIV/0! | #DIV/0! | #DIV/0! | 0 | 0 | 0 | 0
1987-09-01 | Sep | 1 | 12:00 | 73.04 | 260 | 1318.8977 | 79133.8608 | 0 | 0 | 0.044387 | 4.5978e-08 | 0.074497 | 0.014999 | 0.24 | 0.71023 | 0 | 0.8389 | 0.001876 | 0 | #DIV/0! | #DIV/0! | #DIV/0! | #DIV/0! | 0 | 0 | 0 | 0
1987-09-01 | Sep | 1 | 13:00 | 75.02 | 260 | 905.5118 | 54330.7104 | 0 | 0 | 0.044478 | 4.6253e-08 | 0.074222 | 0.015051 | 0.24 | 0.70926 | 0 | 0.8449 | 0.0018691 | 0 | #DIV/0! | #DIV/0! | #DIV/0! | #DIV/0! | 0 | 0 | 0 | 0
1987-09-01 | Sep | 1 | 14:00 | 77 | 310 | 1122.0473 | 67322.8368 | 0 | 0 | 0.04457 | 4.6528e-08 | 0.073947 | 0.015102 | 0.24 | 0.7083 | 0 | 0.85095 | 0.0018622 | 0 | #DIV/0! | #DIV/0! | #DIV/0! | #DIV/0! | 0 | 0 | 0 | 0
1987-09-01 | Sep | 1 | 15:00 | 77 | 280 | 1023.6221 | 61417.3248 | 0 | 0 | 0.04457 | 4.6528e-08 | 0.073947 | 0.015102 | 0.24 | 0.7083 | 0 | 0.85095 | 0.0018622 | 0 | #DIV/0! | #DIV/0! | #DIV/0! | #DIV/0! | 0 | 0 | 0 | 0
1987-09-01 | Sep | 1 | 16:00 | 78.08 | 270 | 1023.6221 | 61417.3248 | 0 | 0 | 0.04462 | 4.6678e-08 | 0.073797 | 0.01513 | 0.24 | 0.70778 | 0 | 0.85426 | 0.0018585 | 0 | #DIV/0! | #DIV/0! | #DIV/0! | #DIV/0! | 0 | 0 | 0 | 0
1987-09-01 | Sep | 1 | 17:00 | 75.92 | 230 | 1122.0473 | 67322.8368 | 0 | 0 | 0.04452 | 4.6378e-08 | 0.074097 | 0.015074 | 0.24 | 0.70883 | 0 | 0.84764 | 0.001866 | 0 | #DIV/0! | #DIV/0! | #DIV/0! | #DIV/0! | 0 | 0 | 0 | 0
1987-09-01 | Sep | 1 | 18:00 | 71.96 | 240 | 905.5118 | 54330.7104 | 0 | 0 | 0.044336 | 4.5828e-08 | 0.074648 | 0.014971 | 0.24 | 0.71076 | 0 | 0.83565 | 0.0018798 | 0 | #DIV/0! | #DIV/0! | #DIV/0! | #DIV/0! | 0 | 0 | 0 | 0
1987-09-01 | Sep | 1 | 19:00 | 68 | 230 | 905.5118 | 54330.7104 | 0 | 0 | 0.044084 | 4.5222e-08 | 0.075208 | 0.014868 | 0.24 | 0.7116 | 0 | 0.82372 | 0.0018939 | 0 | #DIV/0! | #DIV/0! | #DIV/0! | #DIV/0! | 0 | 0 | 0 | 0
1987-09-01 | Sep | 1 | 20:00 | 68 | 220 | 1023.6221 | 61417.3248 | 0 | 0 | 0.044084 | 4.5222e-08 | 0.075208 | 0.014868 | 0.24 | 0.7116 | 0 | 0.82372 | 0.0018939 | 0 | #DIV/0! | #DIV/0! | #DIV/0! | #DIV/0! | 0 | 0 | 0 | 0
1987-09-01 | Sep | 1 | 21:00 | 66.92 | 220 | 1220.4725 | 73228.3488 | 0 | 0 | 0.043996 | 4.5042e-08 | 0.075364 | 0.01484 | 0.24 | 0.71153 | 0 | 0.82046 | 0.0018978 | 0 | #DIV/0! | #DIV/0! | #DIV/0! | #DIV/0! | 0 | 0 | 0 | 0
1987-09-01 | Sep | 1 | 22:00 | 66.92 | 230 | 905.5118 | 54330.7104 | 0 | 0 | 0.043996 | 4.5042e-08 | 0.075364 | 0.01484 | 0.24 | 0.71153 | 0 | 0.82046 | 0.0018978 | 0 | #DIV/0! | #DIV/0! | #DIV/0! | #DIV/0! | 0 | 0 | 0 | 0
1987-09-01 | Sep | 1 | 23:00 | 66.92 | 270 | 1023.6221 | 61417.3248 | 0 | 0 | 0.043996 | 4.5042e-08 | 0.075364 | 0.01484 | 0.24 | 0.71153 | 0 | 0.82046 | 0.0018978 | 0 | #DIV/0! | #DIV/0! | #DIV/0! | #DIV/0! | 0 | 0 | 0 | 0
1987-09-01 | Sep | 1 | 24:00 | 64.04 | 260 | 1122.0473 | 67322.8368 | 0 | 0 | 0.043762 | 4.4562e-08 | 0.075778 | 0.014765 | 0.24 | 0.71134 | 0 | 0.81186 | 0.0019083 | 0 | #DIV/0! | #DIV/0! | #DIV/0! | #DIV/0! | 0 | 0 | 0 | 0
1987-09-02 | Sep | 2 | 1:00 | 60.08 | 250 | 708.6614 | 42519.6864 | 0 | 0 | 0.043441 | 4.3902e-08 | 0.076348 | 0.014662 | 0.24 | 0.71108 | 0 | 0.80017 | 0.0019228 | 0 | #DIV/0! | #DIV/0! | #DIV/0! | #DIV/0! | 0 | 0 | 0 | 0
1987-09-02 | Sep | 2 | 2:00 | 59 | 260 | 511.811 | 30708.6624 | 0 | 0 | 0.043354 | 4.3722e-08 | 0.07651 | 0.014634 | 0.24 | 0.71101 | 0 | 0.79695 | 0.0019268 | 0 | #DIV/0! | #DIV/0! | #DIV/0! | #DIV/0! | 0 | 0 | 0 | 0
1987-09-02 | Sep | 2 | 3:00 | 60.08 | 310 | 610.2362 | 36614.1744 | 0 | 0 | 0.043441 | 4.3902e-08 | 0.076348 | 0.014662 | 0.24 | 0.71108 | 0 | 0.80017 | 0.0019228 | 0 | #DIV/0! | #DIV/0! | #DIV/0! | #DIV/0! | 0 | 0 | 0 | 0
1987-09-02 | Sep | 2 | 4:00 | 60.98 | 10 | 1122.0473 | 67322.8368 | 0 | 0 | 0.043514 | 4.4052e-08 | 0.076219 | 0.014685 | 0.24 | 0.71114 | 0 | 0.80281 | 0.0019195 | 0 | #DIV/0! | #DIV/0! | #DIV/0! | #DIV/0! | 0 | 0 | 0 | 0
1987-09-02 | Sep | 2 | 5:00 | 59 | 30 | 905.5118 | 54330.7104 | 0 | 0 | 0.043354 | 4.3722e-08 | 0.07651 | 0.014634 | 0.24 | 0.71101 | 0 | 0.79695 | 0.0019268 | 0 | #DIV/0! | #DIV/0! | #DIV/0! | #DIV/0! | 0 | 0 | 0 | 0
1987-09-02 | Sep | 2 | 6:00 | 59 | 20 | 807.0866 | 48425.1984 | 0 | 0 | 0.043354 | 4.3722e-08 | 0.07651 | 0.014634 | 0.24 | 0.71101 | 0 | 0.79695 | 0.0019268 | 0 | #DIV/0! | #DIV/0! | #DIV/0! | #DIV/0! | 0 | 0 | 0 | 0
1987-09-02 | Sep | 2 | 7:00 | 62.06 | 350 | 1023.6221 | 61417.3248 | 0 | 0 | 0.043602 | 4.4232e-08 | 0.076063 | 0.014714 | 0.24 | 0.71121 | 0 | 0.80599 | 0.0019155 | 0 | #DIV/0! | #DIV/0! | #DIV/0! | #DIV/0! | 0 | 0 | 0 | 0
1987-09-02 | Sep | 2 | 8:00 | 62.06 | 10 | 905.5118 | 54330.7104 | 0 | 0 | 0.043602 | 4.4232e-08 | 0.076063 | 0.014714 | 0.24 | 0.71121 | 0 | 0.80599 | 0.0019155 | 0 | #DIV/0! | #DIV/0! | #DIV/0! | #DIV/0! | 0 | 0 | 0 | 0
1987-09-02 | Sep | 2 | 9:00 | 64.94 | 20 | 1515.7481 | 90944.8848 | 0 | 0 | 0.043835 | 4.4712e-08 | 0.075649 | 0.014788 | 0.24 | 0.7114 | 0 | 0.81454 | 0.001905 | 0 | #DIV/0! | #DIV/0! | #DIV/0! | #DIV/0! | 0 | 0 | 0 | 0
1987-09-02 | Sep | 2 | 10:00 | 64.94 | 30 | 1417.3229 | 85039.3728 | 0 | 0 | 0.043835 | 4.4712e-08 | 0.075649 | 0.014788 | 0.24 | 0.7114 | 0 | 0.81454 | 0.001905 | 0 | #DIV/0! | #DIV/0! | #DIV/0! | #DIV/0! | 0 | 0 | 0 | 0
1987-09-02 | Sep | 2 | 11:00 | 66.92 | 20 | 1220.4725 | 73228.3488 | 0 | 0 | 0.043996 | 4.5042e-08 | 0.075364 | 0.01484 | 0.24 | 0.71153 | 0 | 0.82046 | 0.0018978 | 0 | #DIV/0! | #DIV/0! | #DIV/0! | #DIV/0! | 0 | 0 | 0 | 0
1987-09-02 | Sep | 2 | 12:00 | 68 | 20 | 807.0866 | 48425.1984 | 0 | 0 | 0.044084 | 4.5222e-08 | 0.075208 | 0.014868 | 0.24 | 0.7116 | 0 | 0.82372 | 0.0018939 | 0 | #DIV/0! | #DIV/0! | #DIV/0! | #DIV/0! | 0 | 0 | 0 | 0
1987-09-02 | Sep | 2 | 13:00 | 69.08 | 50 | 1318.8977 | 79133.8608 | 0 | 0 | 0.044171 | 4.5402e-08 | 0.075052 | 0.014896 | 0.24 | 0.71167 | 0 | 0.82698 | 0.0018901 | 0 | #DIV/0! | #DIV/0! | #DIV/0! | #DIV/0! | 0 | 0 | 0 | 0
1987-09-02 | Sep | 2 | 14:00 | 66.92 | 50 | 1417.3229 | 85039.3728 | 0 | 0 | 0.043996 | 4.5042e-08 | 0.075364 | 0.01484 | 0.24 | 0.71153 | 0 | 0.82046 | 0.0018978 | 0 | #DIV/0! | #DIV/0! | #DIV/0! | #DIV/0! | 0 | 0 | 0 | 0
1987-09-02 | Sep | 2 | 15:00 | 68 | 40 | 1417.3229 | 85039.3728 | 0 | 0 | 0.044084 | 4.5222e-08 | 0.075208 | 0.014868 | 0.24 | 0.7116 | 0 | 0.82372 | 0.0018939 | 0 | #DIV/0! | #DIV/0! | #DIV/0! | #DIV/0! | 0 | 0 | 0 | 0
1987-09-02 | Sep | 2 | 16:00 | 66.92 | 10 | 1318.8977 | 79133.8608 | 0 | 0 | 0.043996 | 4.5042e-08 | 0.075364 | 0.01484 | 0.24 | 0.71153 | 0 | 0.82046 | 0.0018978 | 0 | #DIV/0! | #DIV/0! | #DIV/0! | #DIV/0! | 0 | 0 | 0 | 0
1987-09-02 | Sep | 2 | 17:00 | 66.02 | 50 | 1023.6221 | 61417.3248 | 0 | 0 | 0.043923 | 4.4892e-08 | 0.075493 | 0.014817 | 0.24 | 0.71147 | 0 | 0.81776 | 0.0019011 | 0 | #DIV/0! | #DIV/0! | #DIV/0! | #DIV/0! | 0 | 0 | 0 | 0
1987-09-02 | Sep | 2 | 18:00 | 62.96 | 40 | 1023.6221 | 61417.3248 | 0 | 0 | 0.043675 | 4.4382e-08 | 0.075934 | 0.014737 | 0.24 | 0.71127 | 0 | 0.80865 | 0.0019122 | 0 | #DIV/0! | #DIV/0! | #DIV/0! | #DIV/0! | 0 | 0 | 0 | 0
1987-09-02 | Sep | 2 | 19:00 | 60.08 | 10 | 807.0866 | 48425.1984 | 0 | 0 | 0.043441 | 4.3902e-08 | 0.076348 | 0.014662 | 0.24 | 0.71108 | 0 | 0.80017 | 0.0019228 | 0 | #DIV/0! | #DIV/0! | #DIV/0! | #DIV/0! | 0 | 0 | 0 | 0
1987-09-02 | Sep | 2 | 20:00 | 60.08 | 30 | 708.6614 | 42519.6864 | 0 | 0 | 0.043441 | 4.3902e-08 | 0.076348 | 0.014662 | 0.24 | 0.71108 | 0 | 0.80017 | 0.0019228 | 0 | #DIV/0! | #DIV/0! | #DIV/0! | #DIV/0! | 0 | 0 | 0 | 0
1987-09-02 | Sep | 2 | 21:00 | 55.94 | 10 | 511.811 | 30708.6624 | 0 | 0 | 0.043106 | 4.3212e-08 | 0.076969 | 0.014554 | 0.24 | 0.71081 | 0 | 0.7879 | 0.0019382 | 0 | #DIV/0! | #DIV/0! | #DIV/0! | #DIV/0! | 0 | 0 | 0 | 0
1987-09-02 | Sep | 2 | 22:00 | 55.94 | 30 | 511.811 | 30708.6624 | 0 | 0 | 0.043106 | 4.3212e-08 | 0.076969 | 0.014554 | 0.24 | 0.71081 | 0 | 0.7879 | 0.0019382 | 0 | #DIV/0! | #DIV/0! | #DIV/0! | #DIV/0! | 0 | 0 | 0 | 0
1987-09-02 | Sep | 2 | 23:00 | 53.96 | 20 | 413.3858 | 24803.1504 | 0 | 0 | 0.042945 | 4.2882e-08 | 0.077266 | 0.014503 | 0.24 | 0.71067 | 0 | 0.78209 | 0.0019457 | 0 | #DIV/0! | #DIV/0! | #DIV/0! | #DIV/0! | 0 | 0 | 0 | 0
1987-09-02 | Sep | 2 | 24:00 | 51.08 | 310 | 413.3858 | 24803.1504 | 0 | 0 | 0.042712 | 4.2402e-08 | 0.077698 | 0.014428 | 0.24 | 0.71048 | 0 | 0.77373 | 0.0019566 | 0 | #DIV/0! | #DIV/0! | #DIV/0! | #DIV/0! | 0 | 0 | 0 | 0
1987-09-03 | Sep | 3 | 1:00 | 51.08 | 270 | 295.2756 | 17716.536 | 0 | 0 | 0.042712 | 4.2402e-08 | 0.077698 | 0.014428 | 0.24 | 0.71048 | 0 | 0.77373 | 0.0019566 | 0 | #DIV/0! | #DIV/0! | #DIV/0! | #DIV/0! | 0 | 0 | 0 | 0
1987-09-03 | Sep | 3 | 2:00 | 50 | 310 | 295.2756 | 17716.536 | 0 | 0 | 0.042624 | 4.2222e-08 | 0.07786 | 0.0144 | 0.24 | 0.7104 | 0 | 0.77061 | 0.0019608 | 0 | #DIV/0! | #DIV/0! | #DIV/0! | #DIV/0! | 0 | 0 | 0 | 0
1987-09-03 | Sep | 3 | 3:00 | 50 | 310 | 295.2756 | 17716.536 | 0 | 0 | 0.042624 | 4.2222e-08 | 0.07786 | 0.0144 | 0.24 | 0.7104 | 0 | 0.77061 | 0.0019608 | 0 | #DIV/0! | #DIV/0! | #DIV/0! | #DIV/0! | 0 | 0 | 0 | 0
1987-09-03 | Sep | 3 | 4:00 | 48.92 | 320 | 295.2756 | 17716.536 | 0 | 0 | 0.042524 | 4.2042e-08 | 0.078028 | 0.014372 | 0.24 | 0.71012 | 0 | 0.76745 | 0.0019649 | 0 | #DIV/0! | #DIV/0! | #DIV/0! | #DIV/0! | 0 | 0 | 0 | 0
1987-09-03 | Sep | 3 | 5:00 | 48.92 | 330 | 295.2756 | 17716.536 | 0 | 0 | 0.042524 | 4.2042e-08 | 0.078028 | 0.014372 | 0.24 | 0.71012 | 0 | 0.76745 | 0.0019649 | 0 | #DIV/0! | #DIV/0! | #DIV/0! | #DIV/0! | 0 | 0 | 0 | 0
1987-09-03 | Sep | 3 | 6:00 | 48.92 | 270 | 295.2756 | 17716.536 | 0 | 0 | 0.042524 | 4.2042e-08 | 0.078028 | 0.014372 | 0.24 | 0.71012 | 0 | 0.76745 | 0.0019649 | 0 | #DIV/0! | #DIV/0! | #DIV/0! | #DIV/0! | 0 | 0 | 0 | 0
1987-09-03 | Sep | 3 | 7:00 | 59 | 300 | 295.2756 | 17716.536 | 0 | 0 | 0.043354 | 4.3722e-08 | 0.07651 | 0.014634 | 0.24 | 0.71101 | 0 | 0.79695 | 0.0019268 | 0 | #DIV/0! | #DIV/0! | #DIV/0! | #DIV/0! | 0 | 0 | 0 | 0
1987-09-03 | Sep | 3 | 8:00 | 64.94 | 100 | 1023.6221 | 61417.3248 | 0 | 0 | 0.043835 | 4.4712e-08 | 0.075649 | 0.014788 | 0.24 | 0.7114 | 0 | 0.81454 | 0.001905 | 0 | #DIV/0! | #DIV/0! | #DIV/0! | #DIV/0! | 0 | 0 | 0 | 0
1987-09-03 | Sep | 3 | 9:00 | 68 | 70 | 905.5118 | 54330.7104 | 0 | 0 | 0.044084 | 4.5222e-08 | 0.075208 | 0.014868 | 0.24 | 0.7116 | 0 | 0.82372 | 0.0018939 | 0 | #DIV/0! | #DIV/0! | #DIV/0! | #DIV/0! | 0 | 0 | 0 | 0
1987-09-03 | Sep | 3 | 10:00 | 69.98 | 110 | 1220.4725 | 73228.3488 | 0 | 0 | 0.044244 | 4.5552e-08 | 0.074923 | 0.014919 | 0.24 | 0.71173 | 0 | 0.82971 | 0.0018869 | 0 | #DIV/0! | #DIV/0! | #DIV/0! | #DIV/0! | 0 | 0 | 0 | 0
1987-09-03 | Sep | 3 | 11:00 | 71.06 | 120 | 1023.6221 | 61417.3248 | 0 | 0 | 0.044295 | 4.5703e-08 | 0.074773 | 0.014948 | 0.24 | 0.7112 | 0 | 0.83294 | 0.001883 | 0 | #DIV/0! | #DIV/0! | #DIV/0! | #DIV/0! | 0 | 0 | 0 | 0
1987-09-03 | Sep | 3 | 12:00 | 71.06 | 90 | 1122.0473 | 67322.8368 | 0 | 0 | 0.044295 | 4.5703e-08 | 0.074773 | 0.014948 | 0.24 | 0.7112 | 0 | 0.83294 | 0.001883 | 0 | #DIV/0! | #DIV/0! | #DIV/0! | #DIV/0! | 0 | 0 | 0 | 0
1987-09-03 | Sep | 3 | 13:00 | 71.96 | 130 | 1023.6221 | 61417.3248 | 0 | 0 | 0.044336 | 4.5828e-08 | 0.074648 | 0.014971 | 0.24 | 0.71076 | 0 | 0.83565 | 0.0018798 | 0 | #DIV/0! | #DIV/0! | #DIV/0! | #DIV/0! | 0 | 0 | 0 | 0
1987-09-03 | Sep | 3 | 14:00 | 71.96 | 80 | 1023.6221 | 61417.3248 | 0 | 0 | 0.044336 | 4.5828e-08 | 0.074648 | 0.014971 | 0.24 | 0.71076 | 0 | 0.83565 | 0.0018798 | 0 | #DIV/0! | #DIV/0! | #DIV/0! | #DIV/0! | 0 | 0 | 0 | 0
1987-09-03 | Sep | 3 | 15:00 | 71.06 | 100 | 905.5118 | 54330.7104 | 0 | 0 | 0.044295 | 4.5703e-08 | 0.074773 | 0.014948 | 0.24 | 0.7112 | 0 | 0.83294 | 0.001883 | 0 | #DIV/0! | #DIV/0! | #DIV/0! | #DIV/0! | 0 | 0 | 0 | 0
1987-09-03 | Sep | 3 | 16:00 | 69.98 | 90 | 807.0866 | 48425.1984 | 0 | 0 | 0.044244 | 4.5552e-08 | 0.074923 | 0.014919 | 0.24 | 0.71173 | 0 | 0.82971 | 0.0018869 | 0 | #DIV/0! | #DIV/0! | #DIV/0! | #DIV/0! | 0 | 0 | 0 | 0
1987-09-03 | Sep | 3 | 17:00 | 69.08 | 90 | 905.5118 | 54330.7104 | 0 | 0 | 0.044171 | 4.5402e-08 | 0.075052 | 0.014896 | 0.24 | 0.71167 | 0 | 0.82698 | 0.0018901 | 0 | #DIV/0! | #DIV/0! | #DIV/0! | #DIV/0! | 0 | 0 | 0 | 0
1987-09-03 | Sep | 3 | 18:00 | 64.04 | 50 | 1023.6221 | 61417.3248 | 0 | 0 | 0.043762 | 4.4562e-08 | 0.075778 | 0.014765 | 0.24 | 0.71134 | 0 | 0.81186 | 0.0019083 | 0 | #DIV/0! | #DIV/0! | #DIV/0! | #DIV/0! | 0 | 0 | 0 | 0
1987-09-03 | Sep | 3 | 19:00 | 62.06 | 10 | 610.2362 | 36614.1744 | 0 | 0 | 0.043602 | 4.4232e-08 | 0.076063 | 0.014714 | 0.24 | 0.71121 | 0 | 0.80599 | 0.0019155 | 0 | #DIV/0! | #DIV/0! | #DIV/0! | #DIV/0! | 0 | 0 | 0 | 0
1987-09-03 | Sep | 3 | 20:00 | 62.06 | 50 | 610.2362 | 36614.1744 | 0 | 0 | 0.043602 | 4.4232e-08 | 0.076063 | 0.014714 | 0.24 | 0.71121 | 0 | 0.80599 | 0.0019155 | 0 | #DIV/0! | #DIV/0! | #DIV/0! | #DIV/0! | 0 | 0 | 0 | 0
1987-09-03 | Sep | 3 | 21:00 | 59 | 30 | 511.811 | 30708.6624 | 0 | 0 | 0.043354 | 4.3722e-08 | 0.07651 | 0.014634 | 0.24 | 0.71101 | 0 | 0.79695 | 0.0019268 | 0 | #DIV/0! | #DIV/0! | #DIV/0! | #DIV/0! | 0 | 0 | 0 | 0
1987-09-03 | Sep | 3 | 22:00 | 60.98 | 60 | 610.2362 | 36614.1744 | 0 | 0 | 0.043514 | 4.4052e-08 | 0.076219 | 0.014685 | 0.24 | 0.71114 | 0 | 0.80281 | 0.0019195 | 0 | #DIV/0! | #DIV/0! | #DIV/0! | #DIV/0! | 0 | 0 | 0 | 0
1987-09-03 | Sep | 3 | 23:00 | 55.94 | 20 | 511.811 | 30708.6624 | 0 | 0 | 0.043106 | 4.3212e-08 | 0.076969 | 0.014554 | 0.24 | 0.71081 | 0 | 0.7879 | 0.0019382 | 0 | #DIV/0! | #DIV/0! | #DIV/0! | #DIV/0! | 0 | 0 | 0 | 0
1987-09-03 | Sep | 3 | 24:00 | 53.96 | 10 | 413.3858 | 24803.1504 | 0 | 0 | 0.042945 | 4.2882e-08 | 0.077266 | 0.014503 | 0.24 | 0.71067 | 0 | 0.78209 | 0.0019457 | 0 | #DIV/0! | #DIV/0! | #DIV/0! | #DIV/0! | 0 | 0 | 0 | 0
1987-09-04 | Sep | 4 | 1:00 | 53.96 | 170 | 413.3858 | 24803.1504 | 0 | 0 | 0.042945 | 4.2882e-08 | 0.077266 | 0.014503 | 0.24 | 0.71067 | 0 | 0.78209 | 0.0019457 | 0 | #DIV/0! | #DIV/0! | #DIV/0! | #DIV/0! | 0 | 0 | 0 | 0
1987-09-04 | Sep | 4 | 2:00 | 55.04 | 140 | 295.2756 | 17716.536 | 0 | 0 | 0.043033 | 4.3062e-08 | 0.077104 | 0.014531 | 0.24 | 0.71074 | 0 | 0.78525 | 0.0019416 | 0 | #DIV/0! | #DIV/0! | #DIV/0! | #DIV/0! | 0 | 0 | 0 | 0
1987-09-04 | Sep | 4 | 3:00 | 57.02 | 110 | 413.3858 | 24803.1504 | 0 | 0 | 0.043193 | 4.3392e-08 | 0.076807 | 0.014583 | 0.24 | 0.71088 | 0 | 0.79108 | 0.0019342 | 0 | #DIV/0! | #DIV/0! | #DIV/0! | #DIV/0! | 0 | 0 | 0 | 0
1987-09-04 | Sep | 4 | 4:00 | 55.94 | 130 | 413.3858 | 24803.1504 | 0 | 0 | 0.043106 | 4.3212e-08 | 0.076969 | 0.014554 | 0.24 | 0.71081 | 0 | 0.7879 | 0.0019382 | 0 | #DIV/0! | #DIV/0! | #DIV/0! | #DIV/0! | 0 | 0 | 0 | 0
1987-09-04 | Sep | 4 | 5:00 | 53.96 | 130 | 413.3858 | 24803.1504 | 0 | 0 | 0.042945 | 4.2882e-08 | 0.077266 | 0.014503 | 0.24 | 0.71067 | 0 | 0.78209 | 0.0019457 | 0 | #DIV/0! | #DIV/0! | #DIV/0! | #DIV/0! | 0 | 0 | 0 | 0
1987-09-04 | Sep | 4 | 6:00 | 55.94 | 130 | 511.811 | 30708.6624 | 0 | 0 | 0.043106 | 4.3212e-08 | 0.076969 | 0.014554 | 0.24 | 0.71081 | 0 | 0.7879 | 0.0019382 | 0 | #DIV/0! | #DIV/0! | #DIV/0! | #DIV/0! | 0 | 0 | 0 | 0
1987-09-04 | Sep | 4 | 7:00 | 60.08 | 130 | 610.2362 | 36614.1744 | 0 | 0 | 0.043441 | 4.3902e-08 | 0.076348 | 0.014662 | 0.24 | 0.71108 | 0 | 0.80017 | 0.0019228 | 0 | #DIV/0! | #DIV/0! | #DIV/0! | #DIV/0! | 0 | 0 | 0 | 0
1987-09-04 | Sep | 4 | 8:00 | 64.94 | 180 | 708.6614 | 42519.6864 | 0 | 0 | 0.043835 | 4.4712e-08 | 0.075649 | 0.014788 | 0.24 | 0.7114 | 0 | 0.81454 | 0.001905 | 0 | #DIV/0! | #DIV/0! | #DIV/0! | #DIV/0! | 0 | 0 | 0 | 0
1987-09-04 | Sep | 4 | 9:00 | 69.98 | 170 | 511.811 | 30708.6624 | 0 | 0 | 0.044244 | 4.5552e-08 | 0.074923 | 0.014919 | 0.24 | 0.71173 | 0 | 0.82971 | 0.0018869 | 0 | #DIV/0! | #DIV/0! | #DIV/0! | #DIV/0! | 0 | 0 | 0 | 0
1987-09-04 | Sep | 4 | 10:00 | 73.04 | 170 | 610.2362 | 36614.1744 | 0 | 0 | 0.044387 | 4.5978e-08 | 0.074497 | 0.014999 | 0.24 | 0.71023 | 0 | 0.8389 | 0.001876 | 0 | #DIV/0! | #DIV/0! | #DIV/0! | #DIV/0! | 0 | 0 | 0 | 0
1987-09-04 | Sep | 4 | 11:00 | 75.92 | 170 | 511.811 | 30708.6624 | 0 | 0 | 0.04452 | 4.6378e-08 | 0.074097 | 0.015074 | 0.24 | 0.70883 | 0 | 0.84764 | 0.001866 | 0 | #DIV/0! | #DIV/0! | #DIV/0! | #DIV/0! | 0 | 0 | 0 | 0
1987-09-04 | Sep | 4 | 12:00 | 78.98 | 140 | 511.811 | 30708.6624 | 0 | 0 | 0.044662 | 4.6803e-08 | 0.073672 | 0.015153 | 0.24 | 0.70735 | 0 | 0.85704 | 0.0018554 | 0 | #DIV/0! | #DIV/0! | #DIV/0! | #DIV/0! | 0 | 0 | 0 | 0
1987-09-04 | Sep | 4 | 13:00 | 80.96 | 130 | 610.2362 | 36614.1744 | 0 | 0 | 0.044753 | 4.7078e-08 | 0.073401 | 0.015205 | 0.24 | 0.7064 | 0 | 0.86312 | 0.0018486 | 0 | #DIV/0! | #DIV/0! | #DIV/0! | #DIV/0! | 0 | 0 | 0 | 0
1987-09-04 | Sep | 4 | 14:00 | 82.94 | 140 | 1023.6221 | 61417.3248 | 0 | 0 | 0.044845 | 4.7353e-08 | 0.073136 | 0.015256 | 0.24 | 0.70546 | 0 | 0.86918 | 0.0018418 | 0 | #DIV/0! | #DIV/0! | #DIV/0! | #DIV/0! | 0 | 0 | 0 | 0
1987-09-04 | Sep | 4 | 15:00 | 84.02 | 170 | 610.2362 | 36614.1744 | 0 | 0 | 0.044895 | 4.7503e-08 | 0.072991 | 0.015285 | 0.24 | 0.70495 | 0 | 0.87251 | 0.0018382 | 0 | #DIV/0! | #DIV/0! | #DIV/0! | #DIV/0! | 0 | 0 | 0 | 0
1987-09-04 | Sep | 4 | 16:00 | 82.04 | 150 | 708.6614 | 42519.6864 | 0 | 0 | 0.044804 | 4.7228e-08 | 0.073257 | 0.015233 | 0.24 | 0.70589 | 0 | 0.86642 | 0.0018449 | 0 | #DIV/0! | #DIV/0! | #DIV/0! | #DIV/0! | 0 | 0 | 0 | 0
1987-09-04 | Sep | 4 | 17:00 | 78.98 | 120 | 905.5118 | 54330.7104 | 0 | 0 | 0.044662 | 4.6803e-08 | 0.073672 | 0.015153 | 0.24 | 0.70735 | 0 | 0.85704 | 0.0018554 | 0 | #DIV/0! | #DIV/0! | #DIV/0! | #DIV/0! | 0 | 0 | 0 | 0
1987-09-04 | Sep | 4 | 18:00 | 77 | 120 | 807.0866 | 48425.1984 | 0 | 0 | 0.04457 | 4.6528e-08 | 0.073947 | 0.015102 | 0.24 | 0.7083 | 0 | 0.85095 | 0.0018622 | 0 | #DIV/0! | #DIV/0! | #DIV/0! | #DIV/0! | 0 | 0 | 0 | 0
1987-09-04 | Sep | 4 | 19:00 | 71.96 | 120 | 610.2362 | 36614.1744 | 0 | 0 | 0.044336 | 4.5828e-08 | 0.074648 | 0.014971 | 0.24 | 0.71076 | 0 | 0.83565 | 0.0018798 | 0 | #DIV/0! | #DIV/0! | #DIV/0! | #DIV/0! | 0 | 0 | 0 | 0
1987-09-04 | Sep | 4 | 20:00 | 69.98 | 120 | 511.811 | 30708.6624 | 0 | 0 | 0.044244 | 4.5552e-08 | 0.074923 | 0.014919 | 0.24 | 0.71173 | 0 | 0.82971 | 0.0018869 | 0 | #DIV/0! | #DIV/0! | #DIV/0! | #DIV/0! | 0 | 0 | 0 | 0
1987-09-04 | Sep | 4 | 21:00 | 69.98 | 150 | 610.2362 | 36614.1744 | 0 | 0 | 0.044244 | 4.5552e-08 | 0.074923 | 0.014919 | 0.24 | 0.71173 | 0 | 0.82971 | 0.0018869 | 0 | #DIV/0! | #DIV/0! | #DIV/0! | #DIV/0! | 0 | 0 | 0 | 0
1987-09-04 | Sep | 4 | 22:00 | 71.06 | 140 | 610.2362 | 36614.1744 | 0 | 0 | 0.044295 | 4.5703e-08 | 0.074773 | 0.014948 | 0.24 | 0.7112 | 0 | 0.83294 | 0.001883 | 0 | #DIV/0! | #DIV/0! | #DIV/0! | #DIV/0! | 0 | 0 | 0 | 0
1987-09-04 | Sep | 4 | 23:00 | 66.92 | 170 | 610.2362 | 36614.1744 | 0 | 0 | 0.043996 | 4.5042e-08 | 0.075364 | 0.01484 | 0.24 | 0.71153 | 0 | 0.82046 | 0.0018978 | 0 | #DIV/0! | #DIV/0! | #DIV/0! | #DIV/0! | 0 | 0 | 0 | 0
1987-09-04 | Sep | 4 | 24:00 | 66.92 | 170 | 610.2362 | 36614.1744 | 0 | 0 | 0.043996 | 4.5042e-08 | 0.075364 | 0.01484 | 0.24 | 0.71153 | 0 | 0.82046 | 0.0018978 | 0 | #DIV/0! | #DIV/0! | #DIV/0! | #DIV/0! | 0 | 0 | 0 | 0
1987-09-05 | Sep | 5 | 1:00 | 66.92 | 170 | 905.5118 | 54330.7104 | 0 | 0 | 0.043996 | 4.5042e-08 | 0.075364 | 0.01484 | 0.24 | 0.71153 | 0 | 0.82046 | 0.0018978 | 0 | #DIV/0! | #DIV/0! | #DIV/0! | #DIV/0! | 0 | 0 | 0 | 0
1987-09-05 | Sep | 5 | 2:00 | 66.02 | 180 | 807.0866 | 48425.1984 | 0 | 0 | 0.043923 | 4.4892e-08 | 0.075493 | 0.014817 | 0.24 | 0.71147 | 0 | 0.81776 | 0.0019011 | 0 | #DIV/0! | #DIV/0! | #DIV/0! | #DIV/0! | 0 | 0 | 0 | 0
1987-09-05 | Sep | 5 | 3:00 | 64.04 | 170 | 610.2362 | 36614.1744 | 0 | 0 | 0.043762 | 4.4562e-08 | 0.075778 | 0.014765 | 0.24 | 0.71134 | 0 | 0.81186 | 0.0019083 | 0 | #DIV/0! | #DIV/0! | #DIV/0! | #DIV/0! | 0 | 0 | 0 | 0
1987-09-05 | Sep | 5 | 4:00 | 60.98 | 190 | 295.2756 | 17716.536 | 0 | 0 | 0.043514 | 4.4052e-08 | 0.076219 | 0.014685 | 0.24 | 0.71114 | 0 | 0.80281 | 0.0019195 | 0 | #DIV/0! | #DIV/0! | #DIV/0! | #DIV/0! | 0 | 0 | 0 | 0
1987-09-05 | Sep | 5 | 5:00 | 59 | 0 | 0 | 0 | 0 | 0 | 0.043354 | 4.3722e-08 | 0.07651 | 0.014634 | 0.24 | 0.71101 | 0 | 0.79695 | 0.0019268 | 0 | #DIV/0! | #DIV/0! | #DIV/0! | #DIV/0! | 0 | 0 | 0 | 0
1987-09-05 | Sep | 5 | 6:00 | 57.92 | 0 | 0 | 0 | 0 | 0 | 0.043266 | 4.3542e-08 | 0.076672 | 0.014606 | 0.24 | 0.71094 | 0 | 0.79374 | 0.0019308 | 0 | #DIV/0! | #DIV/0! | #DIV/0! | #DIV/0! | 0 | 0 | 0 | 0
1987-09-05 | Sep | 5 | 7:00 | 64.94 | 170 | 295.2756 | 17716.536 | 0 | 0 | 0.043835 | 4.4712e-08 | 0.075649 | 0.014788 | 0.24 | 0.7114 | 0 | 0.81454 | 0.001905 | 0 | #DIV/0! | #DIV/0! | #DIV/0! | #DIV/0! | 0 | 0 | 0 | 0
1987-09-05 | Sep | 5 | 8:00 | 71.06 | 180 | 610.2362 | 36614.1744 | 0 | 0 | 0.044295 | 4.5703e-08 | 0.074773 | 0.014948 | 0.24 | 0.7112 | 0 | 0.83294 | 0.001883 | 0 | #DIV/0! | #DIV/0! | #DIV/0! | #DIV/0! | 0 | 0 | 0 | 0
1987-09-05 | Sep | 5 | 9:00 | 75.92 | 160 | 413.3858 | 24803.1504 | 0 | 0 | 0.04452 | 4.6378e-08 | 0.074097 | 0.015074 | 0.24 | 0.70883 | 0 | 0.84764 | 0.001866 | 0 | #DIV/0! | #DIV/0! | #DIV/0! | #DIV/0! | 0 | 0 | 0 | 0
1987-09-05 | Sep | 5 | 10:00 | 80.06 | 180 | 413.3858 | 24803.1504 | 0 | 0 | 0.044712 | 4.6953e-08 | 0.073522 | 0.015182 | 0.24 | 0.70683 | 0 | 0.86038 | 0.0018516 | 0 | #DIV/0! | #DIV/0! | #DIV/0! | #DIV/0! | 0 | 0 | 0 | 0
1987-09-05 | Sep | 5 | 11:00 | 82.94 | 180 | 511.811 | 30708.6624 | 0 | 0 | 0.044845 | 4.7353e-08 | 0.073136 | 0.015256 | 0.24 | 0.70546 | 0 | 0.86918 | 0.0018418 | 0 | #DIV/0! | #DIV/0! | #DIV/0! | #DIV/0! | 0 | 0 | 0 | 0
1987-09-05 | Sep | 5 | 12:00 | 84.92 | 230 | 610.2362 | 36614.1744 | 0 | 0 | 0.044937 | 4.7628e-08 | 0.072871 | 0.015308 | 0.24 | 0.70453 | 0 | 0.87529 | 0.0018351 | 0 | #DIV/0! | #DIV/0! | #DIV/0! | #DIV/0! | 0 | 0 | 0 | 0
1987-09-05 | Sep | 5 | 13:00 | 87.08 | 190 | 511.811 | 30708.6624 | 0 | 0 | 0.045037 | 4.7928e-08 | 0.072581 | 0.015364 | 0.24 | 0.70352 | 0 | 0.882 | 0.0018279 | 0 | #DIV/0! | #DIV/0! | #DIV/0! | #DIV/0! | 0 | 0 | 0 | 0
1987-09-05 | Sep | 5 | 14:00 | 87.98 | 150 | 807.0866 | 48425.1984 | 0 | 0 | 0.045079 | 4.8053e-08 | 0.072461 | 0.015387 | 0.24 | 0.7031 | 0 | 0.88482 | 0.0018249 | 0 | #DIV/0! | #DIV/0! | #DIV/0! | #DIV/0! | 0 | 0 | 0 | 0
1987-09-05 | Sep | 5 | 15:00 | 87.08 | 200 | 610.2362 | 36614.1744 | 0 | 0 | 0.045037 | 4.7928e-08 | 0.072581 | 0.015364 | 0.24 | 0.70352 | 0 | 0.882 | 0.0018279 | 0 | #DIV/0! | #DIV/0! | #DIV/0! | #DIV/0! | 0 | 0 | 0 | 0
1987-09-05 | Sep | 5 | 16:00 | 84.02 | 130 | 807.0866 | 48425.1984 | 0 | 0 | 0.044895 | 4.7503e-08 | 0.072991 | 0.015285 | 0.24 | 0.70495 | 0 | 0.87251 | 0.0018382 | 0 | #DIV/0! | #DIV/0! | #DIV/0! | #DIV/0! | 0 | 0 | 0 | 0
1987-09-05 | Sep | 5 | 17:00 | 80.96 | 130 | 905.5118 | 54330.7104 | 0 | 0 | 0.044753 | 4.7078e-08 | 0.073401 | 0.015205 | 0.24 | 0.7064 | 0 | 0.86312 | 0.0018486 | 0 | #DIV/0! | #DIV/0! | #DIV/0! | #DIV/0! | 0 | 0 | 0 | 0
1987-09-05 | Sep | 5 | 18:00 | 77 | 120 | 708.6614 | 42519.6864 | 0 | 0 | 0.04457 | 4.6528e-08 | 0.073947 | 0.015102 | 0.24 | 0.7083 | 0 | 0.85095 | 0.0018622 | 0 | #DIV/0! | #DIV/0! | #DIV/0! | #DIV/0! | 0 | 0 | 0 | 0
1987-09-05 | Sep | 5 | 19:00 | 73.04 | 130 | 511.811 | 30708.6624 | 0 | 0 | 0.044387 | 4.5978e-08 | 0.074497 | 0.014999 | 0.24 | 0.71023 | 0 | 0.8389 | 0.001876 | 0 | #DIV/0! | #DIV/0! | #DIV/0! | #DIV/0! | 0 | 0 | 0 | 0
1987-09-05 | Sep | 5 | 20:00 | 71.96 | 140 | 413.3858 | 24803.1504 | 0 | 0 | 0.044336 | 4.5828e-08 | 0.074648 | 0.014971 | 0.24 | 0.71076 | 0 | 0.83565 | 0.0018798 | 0 | #DIV/0! | #DIV/0! | #DIV/0! | #DIV/0! | 0 | 0 | 0 | 0
1987-09-05 | Sep | 5 | 21:00 | 69.98 | 140 | 295.2756 | 17716.536 | 0 | 0 | 0.044244 | 4.5552e-08 | 0.074923 | 0.014919 | 0.24 | 0.71173 | 0 | 0.82971 | 0.0018869 | 0 | #DIV/0! | #DIV/0! | #DIV/0! | #DIV/0! | 0 | 0 | 0 | 0
1987-09-05 | Sep | 5 | 22:00 | 69.98 | 140 | 511.811 | 30708.6624 | 0 | 0 | 0.044244 | 4.5552e-08 | 0.074923 | 0.014919 | 0.24 | 0.71173 | 0 | 0.82971 | 0.0018869 | 0 | #DIV/0! | #DIV/0! | #DIV/0! | #DIV/0! | 0 | 0 | 0 | 0
1987-09-05 | Sep | 5 | 23:00 | 68 | 150 | 295.2756 | 17716.536 | 0 | 0 | 0.044084 | 4.5222e-08 | 0.075208 | 0.014868 | 0.24 | 0.7116 | 0 | 0.82372 | 0.0018939 | 0 | #DIV/0! | #DIV/0! | #DIV/0! | #DIV/0! | 0 | 0 | 0 | 0
1987-09-05 | Sep | 5 | 24:00 | 64.94 | 0 | 0 | 0 | 0 | 0 | 0.043835 | 4.4712e-08 | 0.075649 | 0.014788 | 0.24 | 0.7114 | 0 | 0.81454 | 0.001905 | 0 | #DIV/0! | #DIV/0! | #DIV/0! | #DIV/0! | 0 | 0 | 0 | 0
1987-09-06 | Sep | 6 | 1:00 | 64.94 | 180 | 413.3858 | 24803.1504 | 0 | 0 | 0.043835 | 4.4712e-08 | 0.075649 | 0.014788 | 0.24 | 0.7114 | 0 | 0.81454 | 0.001905 | 0 | #DIV/0! | #DIV/0! | #DIV/0! | #DIV/0! | 0 | 0 | 0 | 0
1987-09-06 | Sep | 6 | 2:00 | 66.02 | 160 | 413.3858 | 24803.1504 | 0 | 0 | 0.043923 | 4.4892e-08 | 0.075493 | 0.014817 | 0.24 | 0.71147 | 0 | 0.81776 | 0.0019011 | 0 | #DIV/0! | #DIV/0! | #DIV/0! | #DIV/0! | 0 | 0 | 0 | 0
1987-09-06 | Sep | 6 | 3:00 | 64.04 | 180 | 413.3858 | 24803.1504 | 0 | 0 | 0.043762 | 4.4562e-08 | 0.075778 | 0.014765 | 0.24 | 0.71134 | 0 | 0.81186 | 0.0019083 | 0 | #DIV/0! | #DIV/0! | #DIV/0! | #DIV/0! | 0 | 0 | 0 | 0
1987-09-06 | Sep | 6 | 4:00 | 64.94 | 180 | 511.811 | 30708.6624 | 0 | 0 | 0.043835 | 4.4712e-08 | 0.075649 | 0.014788 | 0.24 | 0.7114 | 0 | 0.81454 | 0.001905 | 0 | #DIV/0! | #DIV/0! | #DIV/0! | #DIV/0! | 0 | 0 | 0 | 0
1987-09-06 | Sep | 6 | 5:00 | 64.04 | 190 | 413.3858 | 24803.1504 | 0 | 0 | 0.043762 | 4.4562e-08 | 0.075778 | 0.014765 | 0.24 | 0.71134 | 0 | 0.81186 | 0.0019083 | 0 | #DIV/0! | #DIV/0! | #DIV/0! | #DIV/0! | 0 | 0 | 0 | 0
1987-09-06 | Sep | 6 | 6:00 | 64.04 | 190 | 295.2756 | 17716.536 | 0 | 0 | 0.043762 | 4.4562e-08 | 0.075778 | 0.014765 | 0.24 | 0.71134 | 0 | 0.81186 | 0.0019083 | 0 | #DIV/0! | #DIV/0! | #DIV/0! | #DIV/0! | 0 | 0 | 0 | 0
1987-09-06 | Sep | 6 | 7:00 | 68 | 190 | 511.811 | 30708.6624 | 0 | 0 | 0.044084 | 4.5222e-08 | 0.075208 | 0.014868 | 0.24 | 0.7116 | 0 | 0.82372 | 0.0018939 | 0 | #DIV/0! | #DIV/0! | #DIV/0! | #DIV/0! | 0 | 0 | 0 | 0
1987-09-06 | Sep | 6 | 8:00 | 71.96 | 170 | 610.2362 | 36614.1744 | 0 | 0 | 0.044336 | 4.5828e-08 | 0.074648 | 0.014971 | 0.24 | 0.71076 | 0 | 0.83565 | 0.0018798 | 0 | #DIV/0! | #DIV/0! | #DIV/0! | #DIV/0! | 0 | 0 | 0 | 0
1987-09-06 | Sep | 6 | 9:00 | 77 | 200 | 511.811 | 30708.6624 | 0 | 0 | 0.04457 | 4.6528e-08 | 0.073947 | 0.015102 | 0.24 | 0.7083 | 0 | 0.85095 | 0.0018622 | 0 | #DIV/0! | #DIV/0! | #DIV/0! | #DIV/0! | 0 | 0 | 0 | 0
1987-09-06 | Sep | 6 | 10:00 | 82.04 | 220 | 610.2362 | 36614.1744 | 0 | 0 | 0.044804 | 4.7228e-08 | 0.073257 | 0.015233 | 0.24 | 0.70589 | 0 | 0.86642 | 0.0018449 | 0 | #DIV/0! | #DIV/0! | #DIV/0! | #DIV/0! | 0 | 0 | 0 | 0
1987-09-06 | Sep | 6 | 11:00 | 86 | 190 | 708.6614 | 42519.6864 | 0 | 0 | 0.044987 | 4.7778e-08 | 0.072726 | 0.015336 | 0.24 | 0.70402 | 0 | 0.87864 | 0.0018315 | 0 | #DIV/0! | #DIV/0! | #DIV/0! | #DIV/0! | 0 | 0 | 0 | 0
1987-09-06 | Sep | 6 | 12:00 | 84.92 | 190 | 1023.6221 | 61417.3248 | 0 | 0 | 0.044937 | 4.7628e-08 | 0.072871 | 0.015308 | 0.24 | 0.70453 | 0 | 0.87529 | 0.0018351 | 0 | #DIV/0! | #DIV/0! | #DIV/0! | #DIV/0! | 0 | 0 | 0 | 0
1987-09-06 | Sep | 6 | 13:00 | 82.94 | 300 | 1023.6221 | 61417.3248 | 0 | 0 | 0.044845 | 4.7353e-08 | 0.073136 | 0.015256 | 0.24 | 0.70546 | 0 | 0.86918 | 0.0018418 | 0 | #DIV/0! | #DIV/0! | #DIV/0! | #DIV/0! | 0 | 0 | 0 | 0
1987-09-06 | Sep | 6 | 14:00 | 84.02 | 270 | 610.2362 | 36614.1744 | 0 | 0 | 0.044895 | 4.7503e-08 | 0.072991 | 0.015285 | 0.24 | 0.70495 | 0 | 0.87251 | 0.0018382 | 0 | #DIV/0! | #DIV/0! | #DIV/0! | #DIV/0! | 0 | 0 | 0 | 0
1987-09-06 | Sep | 6 | 15:00 | 78.98 | 320 | 413.3858 | 24803.1504 | 0 | 0 | 0.044662 | 4.6803e-08 | 0.073672 | 0.015153 | 0.24 | 0.70735 | 0 | 0.85704 | 0.0018554 | 0 | #DIV/0! | #DIV/0! | #DIV/0! | #DIV/0! | 0 | 0 | 0 | 0
1987-09-06 | Sep | 6 | 16:00 | 80.06 | 350 | 295.2756 | 17716.536 | 0 | 0 | 0.044712 | 4.6953e-08 | 0.073522 | 0.015182 | 0.24 | 0.70683 | 0 | 0.86038 | 0.0018516 | 0 | #DIV/0! | #DIV/0! | #DIV/0! | #DIV/0! | 0 | 0 | 0 | 0
1987-09-06 | Sep | 6 | 17:00 | 78.08 | 0 | 0 | 0 | 0 | 0 | 0.04462 | 4.6678e-08 | 0.073797 | 0.01513 | 0.24 | 0.70778 | 0 | 0.85426 | 0.0018585 | 0 | #DIV/0! | #DIV/0! | #DIV/0! | #DIV/0! | 0 | 0 | 0 | 0
1987-09-06 | Sep | 6 | 18:00 | 75.92 | 0 | 0 | 0 | 0 | 0 | 0.04452 | 4.6378e-08 | 0.074097 | 0.015074 | 0.24 | 0.70883 | 0 | 0.84764 | 0.001866 | 0 | #DIV/0! | #DIV/0! | #DIV/0! | #DIV/0! | 0 | 0 | 0 | 0
1987-09-06 | Sep | 6 | 19:00 | 73.94 | 0 | 0 | 0 | 0 | 0 | 0.044428 | 4.6103e-08 | 0.074372 | 0.015022 | 0.24 | 0.70979 | 0 | 0.84162 | 0.0018729 | 0 | #DIV/0! | #DIV/0! | #DIV/0! | #DIV/0! | 0 | 0 | 0 | 0
1987-09-06 | Sep | 6 | 20:00 | 71.06 | 240 | 295.2756 | 17716.536 | 0 | 0 | 0.044295 | 4.5703e-08 | 0.074773 | 0.014948 | 0.24 | 0.7112 | 0 | 0.83294 | 0.001883 | 0 | #DIV/0! | #DIV/0! | #DIV/0! | #DIV/0! | 0 | 0 | 0 | 0
1987-09-06 | Sep | 6 | 21:00 | 71.06 | 230 | 413.3858 | 24803.1504 | 0 | 0 | 0.044295 | 4.5703e-08 | 0.074773 | 0.014948 | 0.24 | 0.7112 | 0 | 0.83294 | 0.001883 | 0 | #DIV/0! | #DIV/0! | #DIV/0! | #DIV/0! | 0 | 0 | 0 | 0
1987-09-06 | Sep | 6 | 22:00 | 71.96 | 260 | 295.2756 | 17716.536 | 0 | 0 | 0.044336 | 4.5828e-08 | 0.074648 | 0.014971 | 0.24 | 0.71076 | 0 | 0.83565 | 0.0018798 | 0 | #DIV/0! | #DIV/0! | #DIV/0! | #DIV/0! | 0 | 0 | 0 | 0
1987-09-06 | Sep | 6 | 23:00 | 71.06 | 260 | 511.811 | 30708.6624 | 0 | 0 | 0.044295 | 4.5703e-08 | 0.074773 | 0.014948 | 0.24 | 0.7112 | 0 | 0.83294 | 0.001883 | 0 | #DIV/0! | #DIV/0! | #DIV/0! | #DIV/0! | 0 | 0 | 0 | 0
1987-09-06 | Sep | 6 | 24:00 | 71.06 | 270 | 413.3858 | 24803.1504 | 0 | 0 | 0.044295 | 4.5703e-08 | 0.074773 | 0.014948 | 0.24 | 0.7112 | 0 | 0.83294 | 0.001883 | 0 | #DIV/0! | #DIV/0! | #DIV/0! | #DIV/0! | 0 | 0 | 0 | 0
1987-09-07 | Sep | 7 | 1:00 | 69.98 | 0 | 0 | 0 | 0 | 0 | 0.044244 | 4.5552e-08 | 0.074923 | 0.014919 | 0.24 | 0.71173 | 0 | 0.82971 | 0.0018869 | 0 | #DIV/0! | #DIV/0! | #DIV/0! | #DIV/0! | 0 | 0 | 0 | 0
1987-09-07 | Sep | 7 | 2:00 | 68 | 0 | 0 | 0 | 0 | 0 | 0.044084 | 4.5222e-08 | 0.075208 | 0.014868 | 0.24 | 0.7116 | 0 | 0.82372 | 0.0018939 | 0 | #DIV/0! | #DIV/0! | #DIV/0! | #DIV/0! | 0 | 0 | 0 | 0
1987-09-07 | Sep | 7 | 3:00 | 66.92 | 0 | 0 | 0 | 0 | 0 | 0.043996 | 4.5042e-08 | 0.075364 | 0.01484 | 0.24 | 0.71153 | 0 | 0.82046 | 0.0018978 | 0 | #DIV/0! | #DIV/0! | #DIV/0! | #DIV/0! | 0 | 0 | 0 | 0
1987-09-07 | Sep | 7 | 4:00 | 66.02 | 0 | 0 | 0 | 0 | 0 | 0.043923 | 4.4892e-08 | 0.075493 | 0.014817 | 0.24 | 0.71147 | 0 | 0.81776 | 0.0019011 | 0 | #DIV/0! | #DIV/0! | #DIV/0! | #DIV/0! | 0 | 0 | 0 | 0
1987-09-07 | Sep | 7 | 5:00 | 66.92 | 0 | 0 | 0 | 0 | 0 | 0.043996 | 4.5042e-08 | 0.075364 | 0.01484 | 0.24 | 0.71153 | 0 | 0.82046 | 0.0018978 | 0 | #DIV/0! | #DIV/0! | #DIV/0! | #DIV/0! | 0 | 0 | 0 | 0
1987-09-07 | Sep | 7 | 6:00 | 68 | 0 | 0 | 0 | 0 | 0 | 0.044084 | 4.5222e-08 | 0.075208 | 0.014868 | 0.24 | 0.7116 | 0 | 0.82372 | 0.0018939 | 0 | #DIV/0! | #DIV/0! | #DIV/0! | #DIV/0! | 0 | 0 | 0 | 0
1987-09-07 | Sep | 7 | 7:00 | 69.08 | 280 | 905.5118 | 54330.7104 | 0 | 0 | 0.044171 | 4.5402e-08 | 0.075052 | 0.014896 | 0.24 | 0.71167 | 0 | 0.82698 | 0.0018901 | 0 | #DIV/0! | #DIV/0! | #DIV/0! | #DIV/0! | 0 | 0 | 0 | 0
1987-09-07 | Sep | 7 | 8:00 | 69.08 | 270 | 807.0866 | 48425.1984 | 0 | 0 | 0.044171 | 4.5402e-08 | 0.075052 | 0.014896 | 0.24 | 0.71167 | 0 | 0.82698 | 0.0018901 | 0 | #DIV/0! | #DIV/0! | #DIV/0! | #DIV/0! | 0 | 0 | 0 | 0
1987-09-07 | Sep | 7 | 9:00 | 71.06 | 290 | 708.6614 | 42519.6864 | 0 | 0 | 0.044295 | 4.5703e-08 | 0.074773 | 0.014948 | 0.24 | 0.7112 | 0 | 0.83294 | 0.001883 | 0 | #DIV/0! | #DIV/0! | #DIV/0! | #DIV/0! | 0 | 0 | 0 | 0
1987-09-07 | Sep | 7 | 10:00 | 73.04 | 10 | 413.3858 | 24803.1504 | 0 | 0 | 0.044387 | 4.5978e-08 | 0.074497 | 0.014999 | 0.24 | 0.71023 | 0 | 0.8389 | 0.001876 | 0 | #DIV/0! | #DIV/0! | #DIV/0! | #DIV/0! | 0 | 0 | 0 | 0
1987-09-07 | Sep | 7 | 11:00 | 75.02 | 10 | 511.811 | 30708.6624 | 0 | 0 | 0.044478 | 4.6253e-08 | 0.074222 | 0.015051 | 0.24 | 0.70926 | 0 | 0.8449 | 0.0018691 | 0 | #DIV/0! | #DIV/0! | #DIV/0! | #DIV/0! | 0 | 0 | 0 | 0
1987-09-07 | Sep | 7 | 12:00 | 75.02 | 30 | 413.3858 | 24803.1504 | 0 | 0 | 0.044478 | 4.6253e-08 | 0.074222 | 0.015051 | 0.24 | 0.70926 | 0 | 0.8449 | 0.0018691 | 0 | #DIV/0! | #DIV/0! | #DIV/0! | #DIV/0! | 0 | 0 | 0 | 0
1987-09-07 | Sep | 7 | 13:00 | 73.94 | 10 | 905.5118 | 54330.7104 | 0 | 0 | 0.044428 | 4.6103e-08 | 0.074372 | 0.015022 | 0.24 | 0.70979 | 0 | 0.84162 | 0.0018729 | 0 | #DIV/0! | #DIV/0! | #DIV/0! | #DIV/0! | 0 | 0 | 0 | 0
1987-09-07 | Sep | 7 | 14:00 | 73.04 | 60 | 708.6614 | 42519.6864 | 0 | 0 | 0.044387 | 4.5978e-08 | 0.074497 | 0.014999 | 0.24 | 0.71023 | 0 | 0.8389 | 0.001876 | 0 | #DIV/0! | #DIV/0! | #DIV/0! | #DIV/0! | 0 | 0 | 0 | 0
1987-09-07 | Sep | 7 | 15:00 | 71.96 | 50 | 807.0866 | 48425.1984 | 0 | 0 | 0.044336 | 4.5828e-08 | 0.074648 | 0.014971 | 0.24 | 0.71076 | 0 | 0.83565 | 0.0018798 | 0 | #DIV/0! | #DIV/0! | #DIV/0! | #DIV/0! | 0 | 0 | 0 | 0
1987-09-07 | Sep | 7 | 16:00 | 71.06 | 360 | 708.6614 | 42519.6864 | 0 | 0 | 0.044295 | 4.5703e-08 | 0.074773 | 0.014948 | 0.24 | 0.7112 | 0 | 0.83294 | 0.001883 | 0 | #DIV/0! | #DIV/0! | #DIV/0! | #DIV/0! | 0 | 0 | 0 | 0
1987-09-07 | Sep | 7 | 17:00 | 71.06 | 30 | 708.6614 | 42519.6864 | 0 | 0 | 0.044295 | 4.5703e-08 | 0.074773 | 0.014948 | 0.24 | 0.7112 | 0 | 0.83294 | 0.001883 | 0 | #DIV/0! | #DIV/0! | #DIV/0! | #DIV/0! | 0 | 0 | 0 | 0
1987-09-07 | Sep | 7 | 18:00 | 69.98 | 20 | 708.6614 | 42519.6864 | 0 | 0 | 0.044244 | 4.5552e-08 | 0.074923 | 0.014919 | 0.24 | 0.71173 | 0 | 0.82971 | 0.0018869 | 0 | #DIV/0! | #DIV/0! | #DIV/0! | #DIV/0! | 0 | 0 | 0 | 0
1987-09-07 | Sep | 7 | 19:00 | 69.08 | 360 | 807.0866 | 48425.1984 | 0 | 0 | 0.044171 | 4.5402e-08 | 0.075052 | 0.014896 | 0.24 | 0.71167 | 0 | 0.82698 | 0.0018901 | 0 | #DIV/0! | #DIV/0! | #DIV/0! | #DIV/0! | 0 | 0 | 0 | 0
1987-09-07 | Sep | 7 | 20:00 | 69.08 | 90 | 511.811 | 30708.6624 | 0 | 0 | 0.044171 | 4.5402e-08 | 0.075052 | 0.014896 | 0.24 | 0.71167 | 0 | 0.82698 | 0.0018901 | 0 | #DIV/0! | #DIV/0! | #DIV/0! | #DIV/0! | 0 | 0 | 0 | 0
1987-09-07 | Sep | 7 | 21:00 | 68 | 20 | 708.6614 | 42519.6864 | 0 | 0 | 0.044084 | 4.5222e-08 | 0.075208 | 0.014868 | 0.24 | 0.7116 | 0 | 0.82372 | 0.0018939 | 0 | #DIV/0! | #DIV/0! | #DIV/0! | #DIV/0! | 0 | 0 | 0 | 0
1987-09-07 | Sep | 7 | 22:00 | 66.92 | 30 | 610.2362 | 36614.1744 | 0 | 0 | 0.043996 | 4.5042e-08 | 0.075364 | 0.01484 | 0.24 | 0.71153 | 0 | 0.82046 | 0.0018978 | 0 | #DIV/0! | #DIV/0! | #DIV/0! | #DIV/0! | 0 | 0 | 0 | 0
1987-09-07 | Sep | 7 | 23:00 | 66.92 | 20 | 610.2362 | 36614.1744 | 0 | 0 | 0.043996 | 4.5042e-08 | 0.075364 | 0.01484 | 0.24 | 0.71153 | 0 | 0.82046 | 0.0018978 | 0 | #DIV/0! | #DIV/0! | #DIV/0! | #DIV/0! | 0 | 0 | 0 | 0
1987-09-07 | Sep | 7 | 24:00 | 66.92 | 20 | 610.2362 | 36614.1744 | 0 | 0 | 0.043996 | 4.5042e-08 | 0.075364 | 0.01484 | 0.24 | 0.71153 | 0 | 0.82046 | 0.0018978 | 0 | #DIV/0! | #DIV/0! | #DIV/0! | #DIV/0! | 0 | 0 | 0 | 0
1987-09-08 | Sep | 8 | 1:00 | 66.92 | 360 | 610.2362 | 36614.1744 | 0 | 0 | 0.043996 | 4.5042e-08 | 0.075364 | 0.01484 | 0.24 | 0.71153 | 0 | 0.82046 | 0.0018978 | 0 | #DIV/0! | #DIV/0! | #DIV/0! | #DIV/0! | 0 | 0 | 0 | 0
1987-09-08 | Sep | 8 | 2:00 | 66.02 | 40 | 295.2756 | 17716.536 | 0 | 0 | 0.043923 | 4.4892e-08 | 0.075493 | 0.014817 | 0.24 | 0.71147 | 0 | 0.81776 | 0.0019011 | 0 | #DIV/0! | #DIV/0! | #DIV/0! | #DIV/0! | 0 | 0 | 0 | 0
1987-09-08 | Sep | 8 | 3:00 | 64.94 | 360 | 610.2362 | 36614.1744 | 0 | 0 | 0.043835 | 4.4712e-08 | 0.075649 | 0.014788 | 0.24 | 0.7114 | 0 | 0.81454 | 0.001905 | 0 | #DIV/0! | #DIV/0! | #DIV/0! | #DIV/0! | 0 | 0 | 0 | 0
1987-09-08 | Sep | 8 | 4:00 | 64.04 | 0 | 0 | 0 | 0 | 0 | 0.043762 | 4.4562e-08 | 0.075778 | 0.014765 | 0.24 | 0.71134 | 0 | 0.81186 | 0.0019083 | 0 | #DIV/0! | #DIV/0! | #DIV/0! | #DIV/0! | 0 | 0 | 0 | 0
1987-09-08 | Sep | 8 | 5:00 | 64.04 | 300 | 295.2756 | 17716.536 | 0 | 0 | 0.043762 | 4.4562e-08 | 0.075778 | 0.014765 | 0.24 | 0.71134 | 0 | 0.81186 | 0.0019083 | 0 | #DIV/0! | #DIV/0! | #DIV/0! | #DIV/0! | 0 | 0 | 0 | 0
1987-09-08 | Sep | 8 | 6:00 | 64.94 | 280 | 295.2756 | 17716.536 | 0 | 0 | 0.043835 | 4.4712e-08 | 0.075649 | 0.014788 | 0.24 | 0.7114 | 0 | 0.81454 | 0.001905 | 0 | #DIV/0! | #DIV/0! | #DIV/0! | #DIV/0! | 0 | 0 | 0 | 0
1987-09-08 | Sep | 8 | 7:00 | 66.02 | 0 | 0 | 0 | 0 | 0 | 0.043923 | 4.4892e-08 | 0.075493 | 0.014817 | 0.24 | 0.71147 | 0 | 0.81776 | 0.0019011 | 0 | #DIV/0! | #DIV/0! | #DIV/0! | #DIV/0! | 0 | 0 | 0 | 0
1987-09-08 | Sep | 8 | 8:00 | 68 | 300 | 413.3858 | 24803.1504 | 0 | 0 | 0.044084 | 4.5222e-08 | 0.075208 | 0.014868 | 0.24 | 0.7116 | 0 | 0.82372 | 0.0018939 | 0 | #DIV/0! | #DIV/0! | #DIV/0! | #DIV/0! | 0 | 0 | 0 | 0
1987-09-08 | Sep | 8 | 9:00 | 69.08 | 280 | 413.3858 | 24803.1504 | 0 | 0 | 0.044171 | 4.5402e-08 | 0.075052 | 0.014896 | 0.24 | 0.71167 | 0 | 0.82698 | 0.0018901 | 0 | #DIV/0! | #DIV/0! | #DIV/0! | #DIV/0! | 0 | 0 | 0 | 0
1987-09-08 | Sep | 8 | 10:00 | 69.08 | 270 | 708.6614 | 42519.6864 | 0 | 0 | 0.044171 | 4.5402e-08 | 0.075052 | 0.014896 | 0.24 | 0.71167 | 0 | 0.82698 | 0.0018901 | 0 | #DIV/0! | #DIV/0! | #DIV/0! | #DIV/0! | 0 | 0 | 0 | 0
1987-09-08 | Sep | 8 | 11:00 | 73.04 | 260 | 610.2362 | 36614.1744 | 0 | 0 | 0.044387 | 4.5978e-08 | 0.074497 | 0.014999 | 0.24 | 0.71023 | 0 | 0.8389 | 0.001876 | 0 | #DIV/0! | #DIV/0! | #DIV/0! | #DIV/0! | 0 | 0 | 0 | 0
1987-09-08 | Sep | 8 | 12:00 | 75.02 | 260 | 610.2362 | 36614.1744 | 0 | 0 | 0.044478 | 4.6253e-08 | 0.074222 | 0.015051 | 0.24 | 0.70926 | 0 | 0.8449 | 0.0018691 | 0 | #DIV/0! | #DIV/0! | #DIV/0! | #DIV/0! | 0 | 0 | 0 | 0
1987-09-08 | Sep | 8 | 13:00 | 77 | 250 | 708.6614 | 42519.6864 | 0 | 0 | 0.04457 | 4.6528e-08 | 0.073947 | 0.015102 | 0.24 | 0.7083 | 0 | 0.85095 | 0.0018622 | 0 | #DIV/0! | #DIV/0! | #DIV/0! | #DIV/0! | 0 | 0 | 0 | 0
1987-09-08 | Sep | 8 | 14:00 | 78.08 | 250 | 610.2362 | 36614.1744 | 0 | 0 | 0.04462 | 4.6678e-08 | 0.073797 | 0.01513 | 0.24 | 0.70778 | 0 | 0.85426 | 0.0018585 | 0 | #DIV/0! | #DIV/0! | #DIV/0! | #DIV/0! | 0 | 0 | 0 | 0
1987-09-08 | Sep | 8 | 15:00 | 78.98 | 290 | 610.2362 | 36614.1744 | 0 | 0 | 0.044662 | 4.6803e-08 | 0.073672 | 0.015153 | 0.24 | 0.70735 | 0 | 0.85704 | 0.0018554 | 0 | #DIV/0! | #DIV/0! | #DIV/0! | #DIV/0! | 0 | 0 | 0 | 0
1987-09-08 | Sep | 8 | 16:00 | 80.06 | 300 | 295.2756 | 17716.536 | 0 | 0 | 0.044712 | 4.6953e-08 | 0.073522 | 0.015182 | 0.24 | 0.70683 | 0 | 0.86038 | 0.0018516 | 0 | #DIV/0! | #DIV/0! | #DIV/0! | #DIV/0! | 0 | 0 | 0 | 0
1987-09-08 | Sep | 8 | 17:00 | 78.08 | 0 | 0 | 0 | 0 | 0 | 0.04462 | 4.6678e-08 | 0.073797 | 0.01513 | 0.24 | 0.70778 | 0 | 0.85426 | 0.0018585 | 0 | #DIV/0! | #DIV/0! | #DIV/0! | #DIV/0! | 0 | 0 | 0 | 0
1987-09-08 | Sep | 8 | 18:00 | 75.02 | 310 | 413.3858 | 24803.1504 | 0 | 0 | 0.044478 | 4.6253e-08 | 0.074222 | 0.015051 | 0.24 | 0.70926 | 0 | 0.8449 | 0.0018691 | 0 | #DIV/0! | #DIV/0! | #DIV/0! | #DIV/0! | 0 | 0 | 0 | 0
1987-09-08 | Sep | 8 | 19:00 | 71.06 | 130 | 610.2362 | 36614.1744 | 0 | 0 | 0.044295 | 4.5703e-08 | 0.074773 | 0.014948 | 0.24 | 0.7112 | 0 | 0.83294 | 0.001883 | 0 | #DIV/0! | #DIV/0! | #DIV/0! | #DIV/0! | 0 | 0 | 0 | 0
1987-09-08 | Sep | 8 | 20:00 | 69.08 | 160 | 413.3858 | 24803.1504 | 0 | 0 | 0.044171 | 4.5402e-08 | 0.075052 | 0.014896 | 0.24 | 0.71167 | 0 | 0.82698 | 0.0018901 | 0 | #DIV/0! | #DIV/0! | #DIV/0! | #DIV/0! | 0 | 0 | 0 | 0
1987-09-08 | Sep | 8 | 21:00 | 66.02 | 320 | 511.811 | 30708.6624 | 0 | 0 | 0.043923 | 4.4892e-08 | 0.075493 | 0.014817 | 0.24 | 0.71147 | 0 | 0.81776 | 0.0019011 | 0 | #DIV/0! | #DIV/0! | #DIV/0! | #DIV/0! | 0 | 0 | 0 | 0
1987-09-08 | Sep | 8 | 22:00 | 64.94 | 10 | 511.811 | 30708.6624 | 0 | 0 | 0.043835 | 4.4712e-08 | 0.075649 | 0.014788 | 0.24 | 0.7114 | 0 | 0.81454 | 0.001905 | 0 | #DIV/0! | #DIV/0! | #DIV/0! | #DIV/0! | 0 | 0 | 0 | 0
1987-09-08 | Sep | 8 | 23:00 | 66.02 | 340 | 610.2362 | 36614.1744 | 0 | 0 | 0.043923 | 4.4892e-08 | 0.075493 | 0.014817 | 0.24 | 0.71147 | 0 | 0.81776 | 0.0019011 | 0 | #DIV/0! | #DIV/0! | #DIV/0! | #DIV/0! | 0 | 0 | 0 | 0
1987-09-08 | Sep | 8 | 24:00 | 64.04 | 320 | 413.3858 | 24803.1504 | 0 | 0 | 0.043762 | 4.4562e-08 | 0.075778 | 0.014765 | 0.24 | 0.71134 | 0 | 0.81186 | 0.0019083 | 0 | #DIV/0! | #DIV/0! | #DIV/0! | #DIV/0! | 0 | 0 | 0 | 0
1987-09-09 | Sep | 9 | 1:00 | 64.04 | 320 | 413.3858 | 24803.1504 | 0 | 0 | 0.043762 | 4.4562e-08 | 0.075778 | 0.014765 | 0.24 | 0.71134 | 0 | 0.81186 | 0.0019083 | 0 | #DIV/0! | #DIV/0! | #DIV/0! | #DIV/0! | 0 | 0 | 0 | 0
1987-09-09 | Sep | 9 | 2:00 | 64.04 | 310 | 413.3858 | 24803.1504 | 0 | 0 | 0.043762 | 4.4562e-08 | 0.075778 | 0.014765 | 0.24 | 0.71134 | 0 | 0.81186 | 0.0019083 | 0 | #DIV/0! | #DIV/0! | #DIV/0! | #DIV/0! | 0 | 0 | 0 | 0
1987-09-09 | Sep | 9 | 3:00 | 62.06 | 330 | 413.3858 | 24803.1504 | 0 | 0 | 0.043602 | 4.4232e-08 | 0.076063 | 0.014714 | 0.24 | 0.71121 | 0 | 0.80599 | 0.0019155 | 0 | #DIV/0! | #DIV/0! | #DIV/0! | #DIV/0! | 0 | 0 | 0 | 0
1987-09-09 | Sep | 9 | 4:00 | 60.08 | 300 | 413.3858 | 24803.1504 | 0 | 0 | 0.043441 | 4.3902e-08 | 0.076348 | 0.014662 | 0.24 | 0.71108 | 0 | 0.80017 | 0.0019228 | 0 | #DIV/0! | #DIV/0! | #DIV/0! | #DIV/0! | 0 | 0 | 0 | 0
1987-09-09 | Sep | 9 | 5:00 | 57.92 | 260 | 295.2756 | 17716.536 | 0 | 0 | 0.043266 | 4.3542e-08 | 0.076672 | 0.014606 | 0.24 | 0.71094 | 0 | 0.79374 | 0.0019308 | 0 | #DIV/0! | #DIV/0! | #DIV/0! | #DIV/0! | 0 | 0 | 0 | 0
1987-09-09 | Sep | 9 | 6:00 | 57.92 | 310 | 295.2756 | 17716.536 | 0 | 0 | 0.043266 | 4.3542e-08 | 0.076672 | 0.014606 | 0.24 | 0.71094 | 0 | 0.79374 | 0.0019308 | 0 | #DIV/0! | #DIV/0! | #DIV/0! | #DIV/0! | 0 | 0 | 0 | 0
1987-09-09 | Sep | 9 | 7:00 | 62.96 | 350 | 413.3858 | 24803.1504 | 0 | 0 | 0.043675 | 4.4382e-08 | 0.075934 | 0.014737 | 0.24 | 0.71127 | 0 | 0.80865 | 0.0019122 | 0 | #DIV/0! | #DIV/0! | #DIV/0! | #DIV/0! | 0 | 0 | 0 | 0
1987-09-09 | Sep | 9 | 8:00 | 66.02 | 320 | 295.2756 | 17716.536 | 0 | 0 | 0.043923 | 4.4892e-08 | 0.075493 | 0.014817 | 0.24 | 0.71147 | 0 | 0.81776 | 0.0019011 | 0 | #DIV/0! | #DIV/0! | #DIV/0! | #DIV/0! | 0 | 0 | 0 | 0
1987-09-09 | Sep | 9 | 9:00 | 71.06 | 290 | 413.3858 | 24803.1504 | 0 | 0 | 0.044295 | 4.5703e-08 | 0.074773 | 0.014948 | 0.24 | 0.7112 | 0 | 0.83294 | 0.001883 | 0 | #DIV/0! | #DIV/0! | #DIV/0! | #DIV/0! | 0 | 0 | 0 | 0
1987-09-09 | Sep | 9 | 10:00 | 73.04 | 10 | 511.811 | 30708.6624 | 0 | 0 | 0.044387 | 4.5978e-08 | 0.074497 | 0.014999 | 0.24 | 0.71023 | 0 | 0.8389 | 0.001876 | 0 | #DIV/0! | #DIV/0! | #DIV/0! | #DIV/0! | 0 | 0 | 0 | 0
1987-09-09 | Sep | 9 | 11:00 | 73.94 | 300 | 708.6614 | 42519.6864 | 0 | 0 | 0.044428 | 4.6103e-08 | 0.074372 | 0.015022 | 0.24 | 0.70979 | 0 | 0.84162 | 0.0018729 | 0 | #DIV/0! | #DIV/0! | #DIV/0! | #DIV/0! | 0 | 0 | 0 | 0
1987-09-09 | Sep | 9 | 12:00 | 78.08 | 270 | 610.2362 | 36614.1744 | 0 | 0 | 0.04462 | 4.6678e-08 | 0.073797 | 0.01513 | 0.24 | 0.70778 | 0 | 0.85426 | 0.0018585 | 0 | #DIV/0! | #DIV/0! | #DIV/0! | #DIV/0! | 0 | 0 | 0 | 0
1987-09-09 | Sep | 9 | 13:00 | 75.92 | 280 | 295.2756 | 17716.536 | 0 | 0 | 0.04452 | 4.6378e-08 | 0.074097 | 0.015074 | 0.24 | 0.70883 | 0 | 0.84764 | 0.001866 | 0 | #DIV/0! | #DIV/0! | #DIV/0! | #DIV/0! | 0 | 0 | 0 | 0
1987-09-09 | Sep | 9 | 14:00 | 78.98 | 70 | 511.811 | 30708.6624 | 0 | 0 | 0.044662 | 4.6803e-08 | 0.073672 | 0.015153 | 0.24 | 0.70735 | 0 | 0.85704 | 0.0018554 | 0 | #DIV/0! | #DIV/0! | #DIV/0! | #DIV/0! | 0 | 0 | 0 | 0
1987-09-09 | Sep | 9 | 15:00 | 71.96 | 70 | 807.0866 | 48425.1984 | 0 | 0 | 0.044336 | 4.5828e-08 | 0.074648 | 0.014971 | 0.24 | 0.71076 | 0 | 0.83565 | 0.0018798 | 0 | #DIV/0! | #DIV/0! | #DIV/0! | #DIV/0! | 0 | 0 | 0 | 0
1987-09-09 | Sep | 9 | 16:00 | 75.02 | 40 | 807.0866 | 48425.1984 | 0 | 0 | 0.044478 | 4.6253e-08 | 0.074222 | 0.015051 | 0.24 | 0.70926 | 0 | 0.8449 | 0.0018691 | 0 | #DIV/0! | #DIV/0! | #DIV/0! | #DIV/0! | 0 | 0 | 0 | 0
1987-09-09 | Sep | 9 | 17:00 | 71.96 | 60 | 708.6614 | 42519.6864 | 0 | 0 | 0.044336 | 4.5828e-08 | 0.074648 | 0.014971 | 0.24 | 0.71076 | 0 | 0.83565 | 0.0018798 | 0 | #DIV/0! | #DIV/0! | #DIV/0! | #DIV/0! | 0 | 0 | 0 | 0
1987-09-09 | Sep | 9 | 18:00 | 69.08 | 90 | 708.6614 | 42519.6864 | 0 | 0 | 0.044171 | 4.5402e-08 | 0.075052 | 0.014896 | 0.24 | 0.71167 | 0 | 0.82698 | 0.0018901 | 0 | #DIV/0! | #DIV/0! | #DIV/0! | #DIV/0! | 0 | 0 | 0 | 0
1987-09-09 | Sep | 9 | 19:00 | 69.08 | 50 | 610.2362 | 36614.1744 | 0 | 0 | 0.044171 | 4.5402e-08 | 0.075052 | 0.014896 | 0.24 | 0.71167 | 0 | 0.82698 | 0.0018901 | 0 | #DIV/0! | #DIV/0! | #DIV/0! | #DIV/0! | 0 | 0 | 0 | 0
1987-09-09 | Sep | 9 | 20:00 | 68 | 80 | 708.6614 | 42519.6864 | 0 | 0 | 0.044084 | 4.5222e-08 | 0.075208 | 0.014868 | 0.24 | 0.7116 | 0 | 0.82372 | 0.0018939 | 0 | #DIV/0! | #DIV/0! | #DIV/0! | #DIV/0! | 0 | 0 | 0 | 0
1987-09-09 | Sep | 9 | 21:00 | 64.94 | 0 | 0 | 0 | 0 | 0 | 0.043835 | 4.4712e-08 | 0.075649 | 0.014788 | 0.24 | 0.7114 | 0 | 0.81454 | 0.001905 | 0 | #DIV/0! | #DIV/0! | #DIV/0! | #DIV/0! | 0 | 0 | 0 | 0
1987-09-09 | Sep | 9 | 22:00 | 60.98 | 0 | 0 | 0 | 0 | 0 | 0.043514 | 4.4052e-08 | 0.076219 | 0.014685 | 0.24 | 0.71114 | 0 | 0.80281 | 0.0019195 | 0 | #DIV/0! | #DIV/0! | #DIV/0! | #DIV/0! | 0 | 0 | 0 | 0
1987-09-09 | Sep | 9 | 23:00 | 60.08 | 360 | 413.3858 | 24803.1504 | 0 | 0 | 0.043441 | 4.3902e-08 | 0.076348 | 0.014662 | 0.24 | 0.71108 | 0 | 0.80017 | 0.0019228 | 0 | #DIV/0! | #DIV/0! | #DIV/0! | #DIV/0! | 0 | 0 | 0 | 0
1987-09-09 | Sep | 9 | 24:00 | 57.92 | 350 | 295.2756 | 17716.536 | 0 | 0 | 0.043266 | 4.3542e-08 | 0.076672 | 0.014606 | 0.24 | 0.71094 | 0 | 0.79374 | 0.0019308 | 0 | #DIV/0! | #DIV/0! | #DIV/0! | #DIV/0! | 0 | 0 | 0 | 0
1987-09-10 | Sep | 10 | 1:00 | 55.94 | 0 | 0 | 0 | 0 | 0 | 0.043106 | 4.3212e-08 | 0.076969 | 0.014554 | 0.24 | 0.71081 | 0 | 0.7879 | 0.0019382 | 0 | #DIV/0! | #DIV/0! | #DIV/0! | #DIV/0! | 0 | 0 | 0 | 0
1987-09-10 | Sep | 10 | 2:00 | 55.94 | 0 | 0 | 0 | 0 | 0 | 0.043106 | 4.3212e-08 | 0.076969 | 0.014554 | 0.24 | 0.71081 | 0 | 0.7879 | 0.0019382 | 0 | #DIV/0! | #DIV/0! | #DIV/0! | #DIV/0! | 0 | 0 | 0 | 0
1987-09-10 | Sep | 10 | 3:00 | 55.04 | 0 | 0 | 0 | 0 | 0 | 0.043033 | 4.3062e-08 | 0.077104 | 0.014531 | 0.24 | 0.71074 | 0 | 0.78525 | 0.0019416 | 0 | #DIV/0! | #DIV/0! | #DIV/0! | #DIV/0! | 0 | 0 | 0 | 0
1987-09-10 | Sep | 10 | 4:00 | 55.94 | 0 | 0 | 0 | 0 | 0 | 0.043106 | 4.3212e-08 | 0.076969 | 0.014554 | 0.24 | 0.71081 | 0 | 0.7879 | 0.0019382 | 0 | #DIV/0! | #DIV/0! | #DIV/0! | #DIV/0! | 0 | 0 | 0 | 0
1987-09-10 | Sep | 10 | 5:00 | 55.04 | 0 | 0 | 0 | 0 | 0 | 0.043033 | 4.3062e-08 | 0.077104 | 0.014531 | 0.24 | 0.71074 | 0 | 0.78525 | 0.0019416 | 0 | #DIV/0! | #DIV/0! | #DIV/0! | #DIV/0! | 0 | 0 | 0 | 0
1987-09-10 | Sep | 10 | 6:00 | 55.04 | 0 | 0 | 0 | 0 | 0 | 0.043033 | 4.3062e-08 | 0.077104 | 0.014531 | 0.24 | 0.71074 | 0 | 0.78525 | 0.0019416 | 0 | #DIV/0! | #DIV/0! | #DIV/0! | #DIV/0! | 0 | 0 | 0 | 0
1987-09-10 | Sep | 10 | 7:00 | 62.96 | 130 | 413.3858 | 24803.1504 | 0 | 0 | 0.043675 | 4.4382e-08 | 0.075934 | 0.014737 | 0.24 | 0.71127 | 0 | 0.80865 | 0.0019122 | 0 | #DIV/0! | #DIV/0! | #DIV/0! | #DIV/0! | 0 | 0 | 0 | 0
1987-09-10 | Sep | 10 | 8:00 | 69.98 | 130 | 511.811 | 30708.6624 | 0 | 0 | 0.044244 | 4.5552e-08 | 0.074923 | 0.014919 | 0.24 | 0.71173 | 0 | 0.82971 | 0.0018869 | 0 | #DIV/0! | #DIV/0! | #DIV/0! | #DIV/0! | 0 | 0 | 0 | 0
1987-09-10 | Sep | 10 | 9:00 | 73.04 | 140 | 610.2362 | 36614.1744 | 0 | 0 | 0.044387 | 4.5978e-08 | 0.074497 | 0.014999 | 0.24 | 0.71023 | 0 | 0.8389 | 0.001876 | 0 | #DIV/0! | #DIV/0! | #DIV/0! | #DIV/0! | 0 | 0 | 0 | 0
1987-09-10 | Sep | 10 | 10:00 | 75.92 | 140 | 708.6614 | 42519.6864 | 0 | 0 | 0.04452 | 4.6378e-08 | 0.074097 | 0.015074 | 0.24 | 0.70883 | 0 | 0.84764 | 0.001866 | 0 | #DIV/0! | #DIV/0! | #DIV/0! | #DIV/0! | 0 | 0 | 0 | 0
1987-09-10 | Sep | 10 | 11:00 | 77 | 120 | 295.2756 | 17716.536 | 0 | 0 | 0.04457 | 4.6528e-08 | 0.073947 | 0.015102 | 0.24 | 0.7083 | 0 | 0.85095 | 0.0018622 | 0 | #DIV/0! | #DIV/0! | #DIV/0! | #DIV/0! | 0 | 0 | 0 | 0
1987-09-10 | Sep | 10 | 12:00 | 78.98 | 340 | 295.2756 | 17716.536 | 0 | 0 | 0.044662 | 4.6803e-08 | 0.073672 | 0.015153 | 0.24 | 0.70735 | 0 | 0.85704 | 0.0018554 | 0 | #DIV/0! | #DIV/0! | #DIV/0! | #DIV/0! | 0 | 0 | 0 | 0
1987-09-10 | Sep | 10 | 13:00 | 80.06 | 70 | 807.0866 | 48425.1984 | 0 | 0 | 0.044712 | 4.6953e-08 | 0.073522 | 0.015182 | 0.24 | 0.70683 | 0 | 0.86038 | 0.0018516 | 0 | #DIV/0! | #DIV/0! | #DIV/0! | #DIV/0! | 0 | 0 | 0 | 0
1987-09-10 | Sep | 10 | 14:00 | 75.92 | 70 | 905.5118 | 54330.7104 | 0 | 0 | 0.04452 | 4.6378e-08 | 0.074097 | 0.015074 | 0.24 | 0.70883 | 0 | 0.84764 | 0.001866 | 0 | #DIV/0! | #DIV/0! | #DIV/0! | #DIV/0! | 0 | 0 | 0 | 0
1987-09-10 | Sep | 10 | 15:00 | 73.04 | 30 | 1220.4725 | 73228.3488 | 0 | 0 | 0.044387 | 4.5978e-08 | 0.074497 | 0.014999 | 0.24 | 0.71023 | 0 | 0.8389 | 0.001876 | 0 | #DIV/0! | #DIV/0! | #DIV/0! | #DIV/0! | 0 | 0 | 0 | 0
1987-09-10 | Sep | 10 | 16:00 | 71.06 | 10 | 905.5118 | 54330.7104 | 0 | 0 | 0.044295 | 4.5703e-08 | 0.074773 | 0.014948 | 0.24 | 0.7112 | 0 | 0.83294 | 0.001883 | 0 | #DIV/0! | #DIV/0! | #DIV/0! | #DIV/0! | 0 | 0 | 0 | 0
1987-09-10 | Sep | 10 | 17:00 | 69.98 | 40 | 708.6614 | 42519.6864 | 0 | 0 | 0.044244 | 4.5552e-08 | 0.074923 | 0.014919 | 0.24 | 0.71173 | 0 | 0.82971 | 0.0018869 | 0 | #DIV/0! | #DIV/0! | #DIV/0! | #DIV/0! | 0 | 0 | 0 | 0
1987-09-10 | Sep | 10 | 18:00 | 69.08 | 40 | 708.6614 | 42519.6864 | 0 | 0 | 0.044171 | 4.5402e-08 | 0.075052 | 0.014896 | 0.24 | 0.71167 | 0 | 0.82698 | 0.0018901 | 0 | #DIV/0! | #DIV/0! | #DIV/0! | #DIV/0! | 0 | 0 | 0 | 0
1987-09-10 | Sep | 10 | 19:00 | 69.08 | 50 | 807.0866 | 48425.1984 | 0 | 0 | 0.044171 | 4.5402e-08 | 0.075052 | 0.014896 | 0.24 | 0.71167 | 0 | 0.82698 | 0.0018901 | 0 | #DIV/0! | #DIV/0! | #DIV/0! | #DIV/0! | 0 | 0 | 0 | 0
1987-09-10 | Sep | 10 | 20:00 | 69.08 | 90 | 1023.6221 | 61417.3248 | 0 | 0 | 0.044171 | 4.5402e-08 | 0.075052 | 0.014896 | 0.24 | 0.71167 | 0 | 0.82698 | 0.0018901 | 0 | #DIV/0! | #DIV/0! | #DIV/0! | #DIV/0! | 0 | 0 | 0 | 0
1987-09-10 | Sep | 10 | 21:00 | 69.98 | 80 | 610.2362 | 36614.1744 | 0 | 0 | 0.044244 | 4.5552e-08 | 0.074923 | 0.014919 | 0.24 | 0.71173 | 0 | 0.82971 | 0.0018869 | 0 | #DIV/0! | #DIV/0! | #DIV/0! | #DIV/0! | 0 | 0 | 0 | 0
1987-09-10 | Sep | 10 | 22:00 | 69.08 | 90 | 610.2362 | 36614.1744 | 0 | 0 | 0.044171 | 4.5402e-08 | 0.075052 | 0.014896 | 0.24 | 0.71167 | 0 | 0.82698 | 0.0018901 | 0 | #DIV/0! | #DIV/0! | #DIV/0! | #DIV/0! | 0 | 0 | 0 | 0
1987-09-10 | Sep | 10 | 23:00 | 66.02 | 350 | 413.3858 | 24803.1504 | 0 | 0 | 0.043923 | 4.4892e-08 | 0.075493 | 0.014817 | 0.24 | 0.71147 | 0 | 0.81776 | 0.0019011 | 0 | #DIV/0! | #DIV/0! | #DIV/0! | #DIV/0! | 0 | 0 | 0 | 0
1987-09-10 | Sep | 10 | 24:00 | 64.94 | 120 | 413.3858 | 24803.1504 | 0 | 0 | 0.043835 | 4.4712e-08 | 0.075649 | 0.014788 | 0.24 | 0.7114 | 0 | 0.81454 | 0.001905 | 0 | #DIV/0! | #DIV/0! | #DIV/0! | #DIV/0! | 0 | 0 | 0 | 0
1987-09-11 | Sep | 11 | 1:00 | 60.98 | 280 | 295.2756 | 17716.536 | 0 | 0 | 0.043514 | 4.4052e-08 | 0.076219 | 0.014685 | 0.24 | 0.71114 | 0 | 0.80281 | 0.0019195 | 0 | #DIV/0! | #DIV/0! | #DIV/0! | #DIV/0! | 0 | 0 | 0 | 0
1987-09-11 | Sep | 11 | 2:00 | 60.08 | 220 | 413.3858 | 24803.1504 | 0 | 0 | 0.043441 | 4.3902e-08 | 0.076348 | 0.014662 | 0.24 | 0.71108 | 0 | 0.80017 | 0.0019228 | 0 | #DIV/0! | #DIV/0! | #DIV/0! | #DIV/0! | 0 | 0 | 0 | 0
1987-09-11 | Sep | 11 | 3:00 | 59 | 230 | 295.2756 | 17716.536 | 0 | 0 | 0.043354 | 4.3722e-08 | 0.07651 | 0.014634 | 0.24 | 0.71101 | 0 | 0.79695 | 0.0019268 | 0 | #DIV/0! | #DIV/0! | #DIV/0! | #DIV/0! | 0 | 0 | 0 | 0
1987-09-11 | Sep | 11 | 4:00 | 57.92 | 250 | 511.811 | 30708.6624 | 0 | 0 | 0.043266 | 4.3542e-08 | 0.076672 | 0.014606 | 0.24 | 0.71094 | 0 | 0.79374 | 0.0019308 | 0 | #DIV/0! | #DIV/0! | #DIV/0! | #DIV/0! | 0 | 0 | 0 | 0
1987-09-11 | Sep | 11 | 5:00 | 59 | 0 | 0 | 0 | 0 | 0 | 0.043354 | 4.3722e-08 | 0.07651 | 0.014634 | 0.24 | 0.71101 | 0 | 0.79695 | 0.0019268 | 0 | #DIV/0! | #DIV/0! | #DIV/0! | #DIV/0! | 0 | 0 | 0 | 0
1987-09-11 | Sep | 11 | 6:00 | 57.02 | 0 | 0 | 0 | 0 | 0 | 0.043193 | 4.3392e-08 | 0.076807 | 0.014583 | 0.24 | 0.71088 | 0 | 0.79108 | 0.0019342 | 0 | #DIV/0! | #DIV/0! | #DIV/0! | #DIV/0! | 0 | 0 | 0 | 0
1987-09-11 | Sep | 11 | 7:00 | 62.06 | 250 | 610.2362 | 36614.1744 | 0 | 0 | 0.043602 | 4.4232e-08 | 0.076063 | 0.014714 | 0.24 | 0.71121 | 0 | 0.80599 | 0.0019155 | 0 | #DIV/0! | #DIV/0! | #DIV/0! | #DIV/0! | 0 | 0 | 0 | 0
1987-09-11 | Sep | 11 | 8:00 | 68 | 250 | 708.6614 | 42519.6864 | 0 | 0 | 0.044084 | 4.5222e-08 | 0.075208 | 0.014868 | 0.24 | 0.7116 | 0 | 0.82372 | 0.0018939 | 0 | #DIV/0! | #DIV/0! | #DIV/0! | #DIV/0! | 0 | 0 | 0 | 0
1987-09-11 | Sep | 11 | 9:00 | 71.96 | 240 | 807.0866 | 48425.1984 | 0 | 0 | 0.044336 | 4.5828e-08 | 0.074648 | 0.014971 | 0.24 | 0.71076 | 0 | 0.83565 | 0.0018798 | 0 | #DIV/0! | #DIV/0! | #DIV/0! | #DIV/0! | 0 | 0 | 0 | 0
1987-09-11 | Sep | 11 | 10:00 | 73.94 | 250 | 708.6614 | 42519.6864 | 0 | 0 | 0.044428 | 4.6103e-08 | 0.074372 | 0.015022 | 0.24 | 0.70979 | 0 | 0.84162 | 0.0018729 | 0 | #DIV/0! | #DIV/0! | #DIV/0! | #DIV/0! | 0 | 0 | 0 | 0
1987-09-11 | Sep | 11 | 11:00 | 73.94 | 210 | 708.6614 | 42519.6864 | 0 | 0 | 0.044428 | 4.6103e-08 | 0.074372 | 0.015022 | 0.24 | 0.70979 | 0 | 0.84162 | 0.0018729 | 0 | #DIV/0! | #DIV/0! | #DIV/0! | #DIV/0! | 0 | 0 | 0 | 0
1987-09-11 | Sep | 11 | 12:00 | 77 | 250 | 708.6614 | 42519.6864 | 0 | 0 | 0.04457 | 4.6528e-08 | 0.073947 | 0.015102 | 0.24 | 0.7083 | 0 | 0.85095 | 0.0018622 | 0 | #DIV/0! | #DIV/0! | #DIV/0! | #DIV/0! | 0 | 0 | 0 | 0
1987-09-11 | Sep | 11 | 13:00 | 78.98 | 250 | 807.0866 | 48425.1984 | 0 | 0 | 0.044662 | 4.6803e-08 | 0.073672 | 0.015153 | 0.24 | 0.70735 | 0 | 0.85704 | 0.0018554 | 0 | #DIV/0! | #DIV/0! | #DIV/0! | #DIV/0! | 0 | 0 | 0 | 0
1987-09-11 | Sep | 11 | 14:00 | 80.06 | 260 | 610.2362 | 36614.1744 | 0 | 0 | 0.044712 | 4.6953e-08 | 0.073522 | 0.015182 | 0.24 | 0.70683 | 0 | 0.86038 | 0.0018516 | 0 | #DIV/0! | #DIV/0! | #DIV/0! | #DIV/0! | 0 | 0 | 0 | 0
1987-09-11 | Sep | 11 | 15:00 | 80.96 | 230 | 610.2362 | 36614.1744 | 0 | 0 | 0.044753 | 4.7078e-08 | 0.073401 | 0.015205 | 0.24 | 0.7064 | 0 | 0.86312 | 0.0018486 | 0 | #DIV/0! | #DIV/0! | #DIV/0! | #DIV/0! | 0 | 0 | 0 | 0
1987-09-11 | Sep | 11 | 16:00 | 80.96 | 230 | 807.0866 | 48425.1984 | 0 | 0 | 0.044753 | 4.7078e-08 | 0.073401 | 0.015205 | 0.24 | 0.7064 | 0 | 0.86312 | 0.0018486 | 0 | #DIV/0! | #DIV/0! | #DIV/0! | #DIV/0! | 0 | 0 | 0 | 0
1987-09-11 | Sep | 11 | 17:00 | 78.08 | 220 | 807.0866 | 48425.1984 | 0 | 0 | 0.04462 | 4.6678e-08 | 0.073797 | 0.01513 | 0.24 | 0.70778 | 0 | 0.85426 | 0.0018585 | 0 | #DIV/0! | #DIV/0! | #DIV/0! | #DIV/0! | 0 | 0 | 0 | 0
1987-09-11 | Sep | 11 | 18:00 | 73.94 | 220 | 511.811 | 30708.6624 | 0 | 0 | 0.044428 | 4.6103e-08 | 0.074372 | 0.015022 | 0.24 | 0.70979 | 0 | 0.84162 | 0.0018729 | 0 | #DIV/0! | #DIV/0! | #DIV/0! | #DIV/0! | 0 | 0 | 0 | 0
1987-09-11 | Sep | 11 | 19:00 | 73.94 | 190 | 413.3858 | 24803.1504 | 0 | 0 | 0.044428 | 4.6103e-08 | 0.074372 | 0.015022 | 0.24 | 0.70979 | 0 | 0.84162 | 0.0018729 | 0 | #DIV/0! | #DIV/0! | #DIV/0! | #DIV/0! | 0 | 0 | 0 | 0
1987-09-11 | Sep | 11 | 20:00 | 68 | 210 | 413.3858 | 24803.1504 | 0 | 0 | 0.044084 | 4.5222e-08 | 0.075208 | 0.014868 | 0.24 | 0.7116 | 0 | 0.82372 | 0.0018939 | 0 | #DIV/0! | #DIV/0! | #DIV/0! | #DIV/0! | 0 | 0 | 0 | 0
1987-09-11 | Sep | 11 | 21:00 | 68 | 330 | 1515.7481 | 90944.8848 | 0 | 0 | 0.044084 | 4.5222e-08 | 0.075208 | 0.014868 | 0.24 | 0.7116 | 0 | 0.82372 | 0.0018939 | 0 | #DIV/0! | #DIV/0! | #DIV/0! | #DIV/0! | 0 | 0 | 0 | 0
1987-09-11 | Sep | 11 | 22:00 | 66.02 | 300 | 511.811 | 30708.6624 | 0 | 0 | 0.043923 | 4.4892e-08 | 0.075493 | 0.014817 | 0.24 | 0.71147 | 0 | 0.81776 | 0.0019011 | 0 | #DIV/0! | #DIV/0! | #DIV/0! | #DIV/0! | 0 | 0 | 0 | 0
1987-09-11 | Sep | 11 | 23:00 | 64.04 | 310 | 511.811 | 30708.6624 | 0 | 0 | 0.043762 | 4.4562e-08 | 0.075778 | 0.014765 | 0.24 | 0.71134 | 0 | 0.81186 | 0.0019083 | 0 | #DIV/0! | #DIV/0! | #DIV/0! | #DIV/0! | 0 | 0 | 0 | 0
1987-09-11 | Sep | 11 | 24:00 | 62.06 | 300 | 413.3858 | 24803.1504 | 0 | 0 | 0.043602 | 4.4232e-08 | 0.076063 | 0.014714 | 0.24 | 0.71121 | 0 | 0.80599 | 0.0019155 | 0 | #DIV/0! | #DIV/0! | #DIV/0! | #DIV/0! | 0 | 0 | 0 | 0
1987-09-12 | Sep | 12 | 1:00 | 59 | 160 | 413.3858 | 24803.1504 | 0 | 0 | 0.043354 | 4.3722e-08 | 0.07651 | 0.014634 | 0.24 | 0.71101 | 0 | 0.79695 | 0.0019268 | 0 | #DIV/0! | #DIV/0! | #DIV/0! | #DIV/0! | 0 | 0 | 0 | 0
1987-09-12 | Sep | 12 | 2:00 | 57.92 | 0 | 0 | 0 | 0 | 0 | 0.043266 | 4.3542e-08 | 0.076672 | 0.014606 | 0.24 | 0.71094 | 0 | 0.79374 | 0.0019308 | 0 | #DIV/0! | #DIV/0! | #DIV/0! | #DIV/0! | 0 | 0 | 0 | 0
1987-09-12 | Sep | 12 | 3:00 | 57.92 | 160 | 295.2756 | 17716.536 | 0 | 0 | 0.043266 | 4.3542e-08 | 0.076672 | 0.014606 | 0.24 | 0.71094 | 0 | 0.79374 | 0.0019308 | 0 | #DIV/0! | #DIV/0! | #DIV/0! | #DIV/0! | 0 | 0 | 0 | 0
1987-09-12 | Sep | 12 | 4:00 | 60.98 | 230 | 295.2756 | 17716.536 | 0 | 0 | 0.043514 | 4.4052e-08 | 0.076219 | 0.014685 | 0.24 | 0.71114 | 0 | 0.80281 | 0.0019195 | 0 | #DIV/0! | #DIV/0! | #DIV/0! | #DIV/0! | 0 | 0 | 0 | 0
1987-09-12 | Sep | 12 | 5:00 | 62.06 | 300 | 610.2362 | 36614.1744 | 0 | 0 | 0.043602 | 4.4232e-08 | 0.076063 | 0.014714 | 0.24 | 0.71121 | 0 | 0.80599 | 0.0019155 | 0 | #DIV/0! | #DIV/0! | #DIV/0! | #DIV/0! | 0 | 0 | 0 | 0
1987-09-12 | Sep | 12 | 6:00 | 60.98 | 290 | 708.6614 | 42519.6864 | 0 | 0 | 0.043514 | 4.4052e-08 | 0.076219 | 0.014685 | 0.24 | 0.71114 | 0 | 0.80281 | 0.0019195 | 0 | #DIV/0! | #DIV/0! | #DIV/0! | #DIV/0! | 0 | 0 | 0 | 0
1987-09-12 | Sep | 12 | 7:00 | 60.98 | 0 | 0 | 0 | 0 | 0 | 0.043514 | 4.4052e-08 | 0.076219 | 0.014685 | 0.24 | 0.71114 | 0 | 0.80281 | 0.0019195 | 0 | #DIV/0! | #DIV/0! | #DIV/0! | #DIV/0! | 0 | 0 | 0 | 0
1987-09-12 | Sep | 12 | 8:00 | 64.94 | 330 | 413.3858 | 24803.1504 | 0 | 0 | 0.043835 | 4.4712e-08 | 0.075649 | 0.014788 | 0.24 | 0.7114 | 0 | 0.81454 | 0.001905 | 0 | #DIV/0! | #DIV/0! | #DIV/0! | #DIV/0! | 0 | 0 | 0 | 0
1987-09-12 | Sep | 12 | 9:00 | 69.98 | 260 | 413.3858 | 24803.1504 | 0 | 0 | 0.044244 | 4.5552e-08 | 0.074923 | 0.014919 | 0.24 | 0.71173 | 0 | 0.82971 | 0.0018869 | 0 | #DIV/0! | #DIV/0! | #DIV/0! | #DIV/0! | 0 | 0 | 0 | 0
1987-09-12 | Sep | 12 | 10:00 | 71.96 | 200 | 511.811 | 30708.6624 | 0 | 0 | 0.044336 | 4.5828e-08 | 0.074648 | 0.014971 | 0.24 | 0.71076 | 0 | 0.83565 | 0.0018798 | 0 | #DIV/0! | #DIV/0! | #DIV/0! | #DIV/0! | 0 | 0 | 0 | 0
1987-09-12 | Sep | 12 | 11:00 | 75.02 | 200 | 807.0866 | 48425.1984 | 0 | 0 | 0.044478 | 4.6253e-08 | 0.074222 | 0.015051 | 0.24 | 0.70926 | 0 | 0.8449 | 0.0018691 | 0 | #DIV/0! | #DIV/0! | #DIV/0! | #DIV/0! | 0 | 0 | 0 | 0
1987-09-12 | Sep | 12 | 12:00 | 78.08 | 230 | 1122.0473 | 67322.8368 | 0 | 0 | 0.04462 | 4.6678e-08 | 0.073797 | 0.01513 | 0.24 | 0.70778 | 0 | 0.85426 | 0.0018585 | 0 | #DIV/0! | #DIV/0! | #DIV/0! | #DIV/0! | 0 | 0 | 0 | 0
1987-09-12 | Sep | 12 | 13:00 | 75.92 | 260 | 1220.4725 | 73228.3488 | 0 | 0 | 0.04452 | 4.6378e-08 | 0.074097 | 0.015074 | 0.24 | 0.70883 | 0 | 0.84764 | 0.001866 | 0 | #DIV/0! | #DIV/0! | #DIV/0! | #DIV/0! | 0 | 0 | 0 | 0
1987-09-12 | Sep | 12 | 14:00 | 77 | 230 | 1318.8977 | 79133.8608 | 0 | 0 | 0.04457 | 4.6528e-08 | 0.073947 | 0.015102 | 0.24 | 0.7083 | 0 | 0.85095 | 0.0018622 | 0 | #DIV/0! | #DIV/0! | #DIV/0! | #DIV/0! | 0 | 0 | 0 | 0
1987-09-12 | Sep | 12 | 15:00 | 78.98 | 240 | 1318.8977 | 79133.8608 | 0 | 0 | 0.044662 | 4.6803e-08 | 0.073672 | 0.015153 | 0.24 | 0.70735 | 0 | 0.85704 | 0.0018554 | 0 | #DIV/0! | #DIV/0! | #DIV/0! | #DIV/0! | 0 | 0 | 0 | 0
1987-09-12 | Sep | 12 | 16:00 | 75.92 | 230 | 1515.7481 | 90944.8848 | 0 | 0 | 0.04452 | 4.6378e-08 | 0.074097 | 0.015074 | 0.24 | 0.70883 | 0 | 0.84764 | 0.001866 | 0 | #DIV/0! | #DIV/0! | #DIV/0! | #DIV/0! | 0 | 0 | 0 | 0
1987-09-12 | Sep | 12 | 17:00 | 73.04 | 280 | 1023.6221 | 61417.3248 | 0 | 0 | 0.044387 | 4.5978e-08 | 0.074497 | 0.014999 | 0.24 | 0.71023 | 0 | 0.8389 | 0.001876 | 0 | #DIV/0! | #DIV/0! | #DIV/0! | #DIV/0! | 0 | 0 | 0 | 0
1987-09-12 | Sep | 12 | 18:00 | 66.92 | 280 | 905.5118 | 54330.7104 | 0 | 0 | 0.043996 | 4.5042e-08 | 0.075364 | 0.01484 | 0.24 | 0.71153 | 0 | 0.82046 | 0.0018978 | 0 | #DIV/0! | #DIV/0! | #DIV/0! | #DIV/0! | 0 | 0 | 0 | 0
1987-09-12 | Sep | 12 | 19:00 | 66.02 | 280 | 413.3858 | 24803.1504 | 0 | 0 | 0.043923 | 4.4892e-08 | 0.075493 | 0.014817 | 0.24 | 0.71147 | 0 | 0.81776 | 0.0019011 | 0 | #DIV/0! | #DIV/0! | #DIV/0! | #DIV/0! | 0 | 0 | 0 | 0
1987-09-12 | Sep | 12 | 20:00 | 60.08 | 260 | 413.3858 | 24803.1504 | 0 | 0 | 0.043441 | 4.3902e-08 | 0.076348 | 0.014662 | 0.24 | 0.71108 | 0 | 0.80017 | 0.0019228 | 0 | #DIV/0! | #DIV/0! | #DIV/0! | #DIV/0! | 0 | 0 | 0 | 0
1987-09-12 | Sep | 12 | 21:00 | 57.02 | 270 | 413.3858 | 24803.1504 | 0 | 0 | 0.043193 | 4.3392e-08 | 0.076807 | 0.014583 | 0.24 | 0.71088 | 0 | 0.79108 | 0.0019342 | 0 | #DIV/0! | #DIV/0! | #DIV/0! | #DIV/0! | 0 | 0 | 0 | 0
1987-09-12 | Sep | 12 | 22:00 | 57.02 | 280 | 511.811 | 30708.6624 | 0 | 0 | 0.043193 | 4.3392e-08 | 0.076807 | 0.014583 | 0.24 | 0.71088 | 0 | 0.79108 | 0.0019342 | 0 | #DIV/0! | #DIV/0! | #DIV/0! | #DIV/0! | 0 | 0 | 0 | 0
1987-09-12 | Sep | 12 | 23:00 | 57.02 | 270 | 610.2362 | 36614.1744 | 0 | 0 | 0.043193 | 4.3392e-08 | 0.076807 | 0.014583 | 0.24 | 0.71088 | 0 | 0.79108 | 0.0019342 | 0 | #DIV/0! | #DIV/0! | #DIV/0! | #DIV/0! | 0 | 0 | 0 | 0
1987-09-12 | Sep | 12 | 24:00 | 55.04 | 260 | 511.811 | 30708.6624 | 0 | 0 | 0.043033 | 4.3062e-08 | 0.077104 | 0.014531 | 0.24 | 0.71074 | 0 | 0.78525 | 0.0019416 | 0 | #DIV/0! | #DIV/0! | #DIV/0! | #DIV/0! | 0 | 0 | 0 | 0
1987-09-13 | Sep | 13 | 1:00 | 53.06 | 260 | 511.811 | 30708.6624 | 0 | 0 | 0.042872 | 4.2732e-08 | 0.077401 | 0.01448 | 0.24 | 0.71061 | 0 | 0.77947 | 0.0019491 | 0 | #DIV/0! | #DIV/0! | #DIV/0! | #DIV/0! | 0 | 0 | 0 | 0
1987-09-13 | Sep | 13 | 2:00 | 51.08 | 240 | 295.2756 | 17716.536 | 0 | 0 | 0.042712 | 4.2402e-08 | 0.077698 | 0.014428 | 0.24 | 0.71048 | 0 | 0.77373 | 0.0019566 | 0 | #DIV/0! | #DIV/0! | #DIV/0! | #DIV/0! | 0 | 0 | 0 | 0
1987-09-13 | Sep | 13 | 3:00 | 51.08 | 240 | 295.2756 | 17716.536 | 0 | 0 | 0.042712 | 4.2402e-08 | 0.077698 | 0.014428 | 0.24 | 0.71048 | 0 | 0.77373 | 0.0019566 | 0 | #DIV/0! | #DIV/0! | #DIV/0! | #DIV/0! | 0 | 0 | 0 | 0
1987-09-13 | Sep | 13 | 4:00 | 48.92 | 0 | 0 | 0 | 0 | 0 | 0.042524 | 4.2042e-08 | 0.078028 | 0.014372 | 0.24 | 0.71012 | 0 | 0.76745 | 0.0019649 | 0 | #DIV/0! | #DIV/0! | #DIV/0! | #DIV/0! | 0 | 0 | 0 | 0
1987-09-13 | Sep | 13 | 5:00 | 48.92 | 170 | 413.3858 | 24803.1504 | 0 | 0 | 0.042524 | 4.2042e-08 | 0.078028 | 0.014372 | 0.24 | 0.71012 | 0 | 0.76745 | 0.0019649 | 0 | #DIV/0! | #DIV/0! | #DIV/0! | #DIV/0! | 0 | 0 | 0 | 0
1987-09-13 | Sep | 13 | 6:00 | 48.92 | 190 | 413.3858 | 24803.1504 | 0 | 0 | 0.042524 | 4.2042e-08 | 0.078028 | 0.014372 | 0.24 | 0.71012 | 0 | 0.76745 | 0.0019649 | 0 | #DIV/0! | #DIV/0! | #DIV/0! | #DIV/0! | 0 | 0 | 0 | 0
1987-09-13 | Sep | 13 | 7:00 | 57.02 | 220 | 295.2756 | 17716.536 | 0 | 0 | 0.043193 | 4.3392e-08 | 0.076807 | 0.014583 | 0.24 | 0.71088 | 0 | 0.79108 | 0.0019342 | 0 | #DIV/0! | #DIV/0! | #DIV/0! | #DIV/0! | 0 | 0 | 0 | 0
1987-09-13 | Sep | 13 | 8:00 | 62.96 | 240 | 610.2362 | 36614.1744 | 0 | 0 | 0.043675 | 4.4382e-08 | 0.075934 | 0.014737 | 0.24 | 0.71127 | 0 | 0.80865 | 0.0019122 | 0 | #DIV/0! | #DIV/0! | #DIV/0! | #DIV/0! | 0 | 0 | 0 | 0
1987-09-13 | Sep | 13 | 9:00 | 64.94 | 290 | 708.6614 | 42519.6864 | 0 | 0 | 0.043835 | 4.4712e-08 | 0.075649 | 0.014788 | 0.24 | 0.7114 | 0 | 0.81454 | 0.001905 | 0 | #DIV/0! | #DIV/0! | #DIV/0! | #DIV/0! | 0 | 0 | 0 | 0
1987-09-13 | Sep | 13 | 10:00 | 62.96 | 280 | 610.2362 | 36614.1744 | 0 | 0 | 0.043675 | 4.4382e-08 | 0.075934 | 0.014737 | 0.24 | 0.71127 | 0 | 0.80865 | 0.0019122 | 0 | #DIV/0! | #DIV/0! | #DIV/0! | #DIV/0! | 0 | 0 | 0 | 0
1987-09-13 | Sep | 13 | 11:00 | 60.98 | 290 | 708.6614 | 42519.6864 | 0 | 0 | 0.043514 | 4.4052e-08 | 0.076219 | 0.014685 | 0.24 | 0.71114 | 0 | 0.80281 | 0.0019195 | 0 | #DIV/0! | #DIV/0! | #DIV/0! | #DIV/0! | 0 | 0 | 0 | 0
1987-09-13 | Sep | 13 | 12:00 | 60.98 | 310 | 708.6614 | 42519.6864 | 0 | 0 | 0.043514 | 4.4052e-08 | 0.076219 | 0.014685 | 0.24 | 0.71114 | 0 | 0.80281 | 0.0019195 | 0 | #DIV/0! | #DIV/0! | #DIV/0! | #DIV/0! | 0 | 0 | 0 | 0
1987-09-13 | Sep | 13 | 13:00 | 64.04 | 330 | 413.3858 | 24803.1504 | 0 | 0 | 0.043762 | 4.4562e-08 | 0.075778 | 0.014765 | 0.24 | 0.71134 | 0 | 0.81186 | 0.0019083 | 0 | #DIV/0! | #DIV/0! | #DIV/0! | #DIV/0! | 0 | 0 | 0 | 0
1987-09-13 | Sep | 13 | 14:00 | 69.08 | 320 | 413.3858 | 24803.1504 | 0 | 0 | 0.044171 | 4.5402e-08 | 0.075052 | 0.014896 | 0.24 | 0.71167 | 0 | 0.82698 | 0.0018901 | 0 | #DIV/0! | #DIV/0! | #DIV/0! | #DIV/0! | 0 | 0 | 0 | 0
1987-09-13 | Sep | 13 | 15:00 | 69.08 | 230 | 413.3858 | 24803.1504 | 0 | 0 | 0.044171 | 4.5402e-08 | 0.075052 | 0.014896 | 0.24 | 0.71167 | 0 | 0.82698 | 0.0018901 | 0 | #DIV/0! | #DIV/0! | #DIV/0! | #DIV/0! | 0 | 0 | 0 | 0
1987-09-13 | Sep | 13 | 16:00 | 68 | 320 | 413.3858 | 24803.1504 | 0 | 0 | 0.044084 | 4.5222e-08 | 0.075208 | 0.014868 | 0.24 | 0.7116 | 0 | 0.82372 | 0.0018939 | 0 | #DIV/0! | #DIV/0! | #DIV/0! | #DIV/0! | 0 | 0 | 0 | 0
1987-09-13 | Sep | 13 | 17:00 | 69.08 | 230 | 413.3858 | 24803.1504 | 0 | 0 | 0.044171 | 4.5402e-08 | 0.075052 | 0.014896 | 0.24 | 0.71167 | 0 | 0.82698 | 0.0018901 | 0 | #DIV/0! | #DIV/0! | #DIV/0! | #DIV/0! | 0 | 0 | 0 | 0
1987-09-13 | Sep | 13 | 18:00 | 66.02 | 310 | 295.2756 | 17716.536 | 0 | 0 | 0.043923 | 4.4892e-08 | 0.075493 | 0.014817 | 0.24 | 0.71147 | 0 | 0.81776 | 0.0019011 | 0 | #DIV/0! | #DIV/0! | #DIV/0! | #DIV/0! | 0 | 0 | 0 | 0
1987-09-13 | Sep | 13 | 19:00 | 62.96 | 90 | 807.0866 | 48425.1984 | 0 | 0 | 0.043675 | 4.4382e-08 | 0.075934 | 0.014737 | 0.24 | 0.71127 | 0 | 0.80865 | 0.0019122 | 0 | #DIV/0! | #DIV/0! | #DIV/0! | #DIV/0! | 0 | 0 | 0 | 0
1987-09-13 | Sep | 13 | 20:00 | 64.94 | 120 | 295.2756 | 17716.536 | 0 | 0 | 0.043835 | 4.4712e-08 | 0.075649 | 0.014788 | 0.24 | 0.7114 | 0 | 0.81454 | 0.001905 | 0 | #DIV/0! | #DIV/0! | #DIV/0! | #DIV/0! | 0 | 0 | 0 | 0
1987-09-13 | Sep | 13 | 21:00 | 64.04 | 80 | 610.2362 | 36614.1744 | 0 | 0 | 0.043762 | 4.4562e-08 | 0.075778 | 0.014765 | 0.24 | 0.71134 | 0 | 0.81186 | 0.0019083 | 0 | #DIV/0! | #DIV/0! | #DIV/0! | #DIV/0! | 0 | 0 | 0 | 0
1987-09-13 | Sep | 13 | 22:00 | 57.02 | 320 | 295.2756 | 17716.536 | 0 | 0 | 0.043193 | 4.3392e-08 | 0.076807 | 0.014583 | 0.24 | 0.71088 | 0 | 0.79108 | 0.0019342 | 0 | #DIV/0! | #DIV/0! | #DIV/0! | #DIV/0! | 0 | 0 | 0 | 0
1987-09-13 | Sep | 13 | 23:00 | 55.04 | 330 | 511.811 | 30708.6624 | 0 | 0 | 0.043033 | 4.3062e-08 | 0.077104 | 0.014531 | 0.24 | 0.71074 | 0 | 0.78525 | 0.0019416 | 0 | #DIV/0! | #DIV/0! | #DIV/0! | #DIV/0! | 0 | 0 | 0 | 0
1987-09-13 | Sep | 13 | 24:00 | 53.06 | 0 | 0 | 0 | 0 | 0 | 0.042872 | 4.2732e-08 | 0.077401 | 0.01448 | 0.24 | 0.71061 | 0 | 0.77947 | 0.0019491 | 0 | #DIV/0! | #DIV/0! | #DIV/0! | #DIV/0! | 0 | 0 | 0 | 0
1987-09-14 | Sep | 14 | 1:00 | 51.08 | 280 | 413.3858 | 24803.1504 | 0 | 0 | 0.042712 | 4.2402e-08 | 0.077698 | 0.014428 | 0.24 | 0.71048 | 0 | 0.77373 | 0.0019566 | 0 | #DIV/0! | #DIV/0! | #DIV/0! | #DIV/0! | 0 | 0 | 0 | 0
1987-09-14 | Sep | 14 | 2:00 | 51.08 | 280 | 413.3858 | 24803.1504 | 0 | 0 | 0.042712 | 4.2402e-08 | 0.077698 | 0.014428 | 0.24 | 0.71048 | 0 | 0.77373 | 0.0019566 | 0 | #DIV/0! | #DIV/0! | #DIV/0! | #DIV/0! | 0 | 0 | 0 | 0
1987-09-14 | Sep | 14 | 3:00 | 50 | 0 | 0 | 0 | 0 | 0 | 0.042624 | 4.2222e-08 | 0.07786 | 0.0144 | 0.24 | 0.7104 | 0 | 0.77061 | 0.0019608 | 0 | #DIV/0! | #DIV/0! | #DIV/0! | #DIV/0! | 0 | 0 | 0 | 0
1987-09-14 | Sep | 14 | 4:00 | 48.02 | 0 | 0 | 0 | 0 | 0 | 0.042441 | 4.1892e-08 | 0.078169 | 0.014349 | 0.24 | 0.70988 | 0 | 0.76482 | 0.0019684 | 0 | #DIV/0! | #DIV/0! | #DIV/0! | #DIV/0! | 0 | 0 | 0 | 0
1987-09-14 | Sep | 14 | 5:00 | 48.02 | 0 | 0 | 0 | 0 | 0 | 0.042441 | 4.1892e-08 | 0.078169 | 0.014349 | 0.24 | 0.70988 | 0 | 0.76482 | 0.0019684 | 0 | #DIV/0! | #DIV/0! | #DIV/0! | #DIV/0! | 0 | 0 | 0 | 0
1987-09-14 | Sep | 14 | 6:00 | 48.02 | 240 | 413.3858 | 24803.1504 | 0 | 0 | 0.042441 | 4.1892e-08 | 0.078169 | 0.014349 | 0.24 | 0.70988 | 0 | 0.76482 | 0.0019684 | 0 | #DIV/0! | #DIV/0! | #DIV/0! | #DIV/0! | 0 | 0 | 0 | 0
1987-09-14 | Sep | 14 | 7:00 | 55.94 | 0 | 0 | 0 | 0 | 0 | 0.043106 | 4.3212e-08 | 0.076969 | 0.014554 | 0.24 | 0.71081 | 0 | 0.7879 | 0.0019382 | 0 | #DIV/0! | #DIV/0! | #DIV/0! | #DIV/0! | 0 | 0 | 0 | 0
1987-09-14 | Sep | 14 | 8:00 | 64.04 | 0 | 0 | 0 | 0 | 0 | 0.043762 | 4.4562e-08 | 0.075778 | 0.014765 | 0.24 | 0.71134 | 0 | 0.81186 | 0.0019083 | 0 | #DIV/0! | #DIV/0! | #DIV/0! | #DIV/0! | 0 | 0 | 0 | 0
1987-09-14 | Sep | 14 | 9:00 | 69.08 | 0 | 0 | 0 | 0 | 0 | 0.044171 | 4.5402e-08 | 0.075052 | 0.014896 | 0.24 | 0.71167 | 0 | 0.82698 | 0.0018901 | 0 | #DIV/0! | #DIV/0! | #DIV/0! | #DIV/0! | 0 | 0 | 0 | 0
1987-09-14 | Sep | 14 | 10:00 | 71.06 | 90 | 610.2362 | 36614.1744 | 0 | 0 | 0.044295 | 4.5703e-08 | 0.074773 | 0.014948 | 0.24 | 0.7112 | 0 | 0.83294 | 0.001883 | 0 | #DIV/0! | #DIV/0! | #DIV/0! | #DIV/0! | 0 | 0 | 0 | 0
1987-09-14 | Sep | 14 | 11:00 | 73.04 | 0 | 0 | 0 | 0 | 0 | 0.044387 | 4.5978e-08 | 0.074497 | 0.014999 | 0.24 | 0.71023 | 0 | 0.8389 | 0.001876 | 0 | #DIV/0! | #DIV/0! | #DIV/0! | #DIV/0! | 0 | 0 | 0 | 0
1987-09-14 | Sep | 14 | 12:00 | 75.02 | 120 | 413.3858 | 24803.1504 | 0 | 0 | 0.044478 | 4.6253e-08 | 0.074222 | 0.015051 | 0.24 | 0.70926 | 0 | 0.8449 | 0.0018691 | 0 | #DIV/0! | #DIV/0! | #DIV/0! | #DIV/0! | 0 | 0 | 0 | 0
1987-09-14 | Sep | 14 | 13:00 | 75.02 | 110 | 610.2362 | 36614.1744 | 0 | 0 | 0.044478 | 4.6253e-08 | 0.074222 | 0.015051 | 0.24 | 0.70926 | 0 | 0.8449 | 0.0018691 | 0 | #DIV/0! | #DIV/0! | #DIV/0! | #DIV/0! | 0 | 0 | 0 | 0
1987-09-14 | Sep | 14 | 14:00 | 75.02 | 90 | 708.6614 | 42519.6864 | 0 | 0 | 0.044478 | 4.6253e-08 | 0.074222 | 0.015051 | 0.24 | 0.70926 | 0 | 0.8449 | 0.0018691 | 0 | #DIV/0! | #DIV/0! | #DIV/0! | #DIV/0! | 0 | 0 | 0 | 0
1987-09-14 | Sep | 14 | 15:00 | 73.94 | 40 | 905.5118 | 54330.7104 | 0 | 0 | 0.044428 | 4.6103e-08 | 0.074372 | 0.015022 | 0.24 | 0.70979 | 0 | 0.84162 | 0.0018729 | 0 | #DIV/0! | #DIV/0! | #DIV/0! | #DIV/0! | 0 | 0 | 0 | 0
1987-09-14 | Sep | 14 | 16:00 | 73.94 | 90 | 708.6614 | 42519.6864 | 0 | 0 | 0.044428 | 4.6103e-08 | 0.074372 | 0.015022 | 0.24 | 0.70979 | 0 | 0.84162 | 0.0018729 | 0 | #DIV/0! | #DIV/0! | #DIV/0! | #DIV/0! | 0 | 0 | 0 | 0
1987-09-14 | Sep | 14 | 17:00 | 71.06 | 110 | 708.6614 | 42519.6864 | 0 | 0 | 0.044295 | 4.5703e-08 | 0.074773 | 0.014948 | 0.24 | 0.7112 | 0 | 0.83294 | 0.001883 | 0 | #DIV/0! | #DIV/0! | #DIV/0! | #DIV/0! | 0 | 0 | 0 | 0
1987-09-14 | Sep | 14 | 18:00 | 69.08 | 80 | 708.6614 | 42519.6864 | 0 | 0 | 0.044171 | 4.5402e-08 | 0.075052 | 0.014896 | 0.24 | 0.71167 | 0 | 0.82698 | 0.0018901 | 0 | #DIV/0! | #DIV/0! | #DIV/0! | #DIV/0! | 0 | 0 | 0 | 0
1987-09-14 | Sep | 14 | 19:00 | 68 | 100 | 708.6614 | 42519.6864 | 0 | 0 | 0.044084 | 4.5222e-08 | 0.075208 | 0.014868 | 0.24 | 0.7116 | 0 | 0.82372 | 0.0018939 | 0 | #DIV/0! | #DIV/0! | #DIV/0! | #DIV/0! | 0 | 0 | 0 | 0
1987-09-14 | Sep | 14 | 20:00 | 68 | 120 | 807.0866 | 48425.1984 | 0 | 0 | 0.044084 | 4.5222e-08 | 0.075208 | 0.014868 | 0.24 | 0.7116 | 0 | 0.82372 | 0.0018939 | 0 | #DIV/0! | #DIV/0! | #DIV/0! | #DIV/0! | 0 | 0 | 0 | 0
1987-09-14 | Sep | 14 | 21:00 | 66.92 | 80 | 413.3858 | 24803.1504 | 0 | 0 | 0.043996 | 4.5042e-08 | 0.075364 | 0.01484 | 0.24 | 0.71153 | 0 | 0.82046 | 0.0018978 | 0 | #DIV/0! | #DIV/0! | #DIV/0! | #DIV/0! | 0 | 0 | 0 | 0
1987-09-14 | Sep | 14 | 22:00 | 64.94 | 70 | 1023.6221 | 61417.3248 | 0 | 0 | 0.043835 | 4.4712e-08 | 0.075649 | 0.014788 | 0.24 | 0.7114 | 0 | 0.81454 | 0.001905 | 0 | #DIV/0! | #DIV/0! | #DIV/0! | #DIV/0! | 0 | 0 | 0 | 0
1987-09-14 | Sep | 14 | 23:00 | 64.94 | 70 | 708.6614 | 42519.6864 | 0 | 0 | 0.043835 | 4.4712e-08 | 0.075649 | 0.014788 | 0.24 | 0.7114 | 0 | 0.81454 | 0.001905 | 0 | #DIV/0! | #DIV/0! | #DIV/0! | #DIV/0! | 0 | 0 | 0 | 0
1987-09-14 | Sep | 14 | 24:00 | 64.94 | 70 | 610.2362 | 36614.1744 | 0 | 0 | 0.043835 | 4.4712e-08 | 0.075649 | 0.014788 | 0.24 | 0.7114 | 0 | 0.81454 | 0.001905 | 0 | #DIV/0! | #DIV/0! | #DIV/0! | #DIV/0! | 0 | 0 | 0 | 0
1987-09-15 | Sep | 15 | 1:00 | 64.94 | 100 | 511.811 | 30708.6624 | 0 | 0 | 0.043835 | 4.4712e-08 | 0.075649 | 0.014788 | 0.24 | 0.7114 | 0 | 0.81454 | 0.001905 | 0 | #DIV/0! | #DIV/0! | #DIV/0! | #DIV/0! | 0 | 0 | 0 | 0
1987-09-15 | Sep | 15 | 2:00 | 64.94 | 110 | 708.6614 | 42519.6864 | 0 | 0 | 0.043835 | 4.4712e-08 | 0.075649 | 0.014788 | 0.24 | 0.7114 | 0 | 0.81454 | 0.001905 | 0 | #DIV/0! | #DIV/0! | #DIV/0! | #DIV/0! | 0 | 0 | 0 | 0
1987-09-15 | Sep | 15 | 3:00 | 64.94 | 110 | 610.2362 | 36614.1744 | 0 | 0 | 0.043835 | 4.4712e-08 | 0.075649 | 0.014788 | 0.24 | 0.7114 | 0 | 0.81454 | 0.001905 | 0 | #DIV/0! | #DIV/0! | #DIV/0! | #DIV/0! | 0 | 0 | 0 | 0
1987-09-15 | Sep | 15 | 4:00 | 64.94 | 50 | 708.6614 | 42519.6864 | 0 | 0 | 0.043835 | 4.4712e-08 | 0.075649 | 0.014788 | 0.24 | 0.7114 | 0 | 0.81454 | 0.001905 | 0 | #DIV/0! | #DIV/0! | #DIV/0! | #DIV/0! | 0 | 0 | 0 | 0
1987-09-15 | Sep | 15 | 5:00 | 64.94 | 90 | 708.6614 | 42519.6864 | 0 | 0 | 0.043835 | 4.4712e-08 | 0.075649 | 0.014788 | 0.24 | 0.7114 | 0 | 0.81454 | 0.001905 | 0 | #DIV/0! | #DIV/0! | #DIV/0! | #DIV/0! | 0 | 0 | 0 | 0
1987-09-15 | Sep | 15 | 6:00 | 64.94 | 90 | 708.6614 | 42519.6864 | 0 | 0 | 0.043835 | 4.4712e-08 | 0.075649 | 0.014788 | 0.24 | 0.7114 | 0 | 0.81454 | 0.001905 | 0 | #DIV/0! | #DIV/0! | #DIV/0! | #DIV/0! | 0 | 0 | 0 | 0
1987-09-15 | Sep | 15 | 7:00 | 66.02 | 120 | 807.0866 | 48425.1984 | 0 | 0 | 0.043923 | 4.4892e-08 | 0.075493 | 0.014817 | 0.24 | 0.71147 | 0 | 0.81776 | 0.0019011 | 0 | #DIV/0! | #DIV/0! | #DIV/0! | #DIV/0! | 0 | 0 | 0 | 0
1987-09-15 | Sep | 15 | 8:00 | 68 | 120 | 807.0866 | 48425.1984 | 0 | 0 | 0.044084 | 4.5222e-08 | 0.075208 | 0.014868 | 0.24 | 0.7116 | 0 | 0.82372 | 0.0018939 | 0 | #DIV/0! | #DIV/0! | #DIV/0! | #DIV/0! | 0 | 0 | 0 | 0
1987-09-15 | Sep | 15 | 9:00 | 71.96 | 130 | 610.2362 | 36614.1744 | 0 | 0 | 0.044336 | 4.5828e-08 | 0.074648 | 0.014971 | 0.24 | 0.71076 | 0 | 0.83565 | 0.0018798 | 0 | #DIV/0! | #DIV/0! | #DIV/0! | #DIV/0! | 0 | 0 | 0 | 0
1987-09-15 | Sep | 15 | 10:00 | 75.02 | 120 | 413.3858 | 24803.1504 | 0 | 0 | 0.044478 | 4.6253e-08 | 0.074222 | 0.015051 | 0.24 | 0.70926 | 0 | 0.8449 | 0.0018691 | 0 | #DIV/0! | #DIV/0! | #DIV/0! | #DIV/0! | 0 | 0 | 0 | 0
1987-09-15 | Sep | 15 | 11:00 | 77 | 210 | 413.3858 | 24803.1504 | 0 | 0 | 0.04457 | 4.6528e-08 | 0.073947 | 0.015102 | 0.24 | 0.7083 | 0 | 0.85095 | 0.0018622 | 0 | #DIV/0! | #DIV/0! | #DIV/0! | #DIV/0! | 0 | 0 | 0 | 0
1987-09-15 | Sep | 15 | 12:00 | 78.98 | 270 | 413.3858 | 24803.1504 | 0 | 0 | 0.044662 | 4.6803e-08 | 0.073672 | 0.015153 | 0.24 | 0.70735 | 0 | 0.85704 | 0.0018554 | 0 | #DIV/0! | #DIV/0! | #DIV/0! | #DIV/0! | 0 | 0 | 0 | 0
1987-09-15 | Sep | 15 | 13:00 | 78.98 | 170 | 511.811 | 30708.6624 | 0 | 0 | 0.044662 | 4.6803e-08 | 0.073672 | 0.015153 | 0.24 | 0.70735 | 0 | 0.85704 | 0.0018554 | 0 | #DIV/0! | #DIV/0! | #DIV/0! | #DIV/0! | 0 | 0 | 0 | 0
1987-09-15 | Sep | 15 | 14:00 | 78.08 | 190 | 610.2362 | 36614.1744 | 0 | 0 | 0.04462 | 4.6678e-08 | 0.073797 | 0.01513 | 0.24 | 0.70778 | 0 | 0.85426 | 0.0018585 | 0 | #DIV/0! | #DIV/0! | #DIV/0! | #DIV/0! | 0 | 0 | 0 | 0
1987-09-15 | Sep | 15 | 15:00 | 78.08 | 170 | 610.2362 | 36614.1744 | 0 | 0 | 0.04462 | 4.6678e-08 | 0.073797 | 0.01513 | 0.24 | 0.70778 | 0 | 0.85426 | 0.0018585 | 0 | #DIV/0! | #DIV/0! | #DIV/0! | #DIV/0! | 0 | 0 | 0 | 0
1987-09-15 | Sep | 15 | 16:00 | 77 | 190 | 511.811 | 30708.6624 | 0 | 0 | 0.04457 | 4.6528e-08 | 0.073947 | 0.015102 | 0.24 | 0.7083 | 0 | 0.85095 | 0.0018622 | 0 | #DIV/0! | #DIV/0! | #DIV/0! | #DIV/0! | 0 | 0 | 0 | 0
1987-09-15 | Sep | 15 | 17:00 | 75.92 | 180 | 610.2362 | 36614.1744 | 0 | 0 | 0.04452 | 4.6378e-08 | 0.074097 | 0.015074 | 0.24 | 0.70883 | 0 | 0.84764 | 0.001866 | 0 | #DIV/0! | #DIV/0! | #DIV/0! | #DIV/0! | 0 | 0 | 0 | 0
1987-09-15 | Sep | 15 | 18:00 | 75.02 | 180 | 610.2362 | 36614.1744 | 0 | 0 | 0.044478 | 4.6253e-08 | 0.074222 | 0.015051 | 0.24 | 0.70926 | 0 | 0.8449 | 0.0018691 | 0 | #DIV/0! | #DIV/0! | #DIV/0! | #DIV/0! | 0 | 0 | 0 | 0
1987-09-15 | Sep | 15 | 19:00 | 73.04 | 210 | 413.3858 | 24803.1504 | 0 | 0 | 0.044387 | 4.5978e-08 | 0.074497 | 0.014999 | 0.24 | 0.71023 | 0 | 0.8389 | 0.001876 | 0 | #DIV/0! | #DIV/0! | #DIV/0! | #DIV/0! | 0 | 0 | 0 | 0
1987-09-15 | Sep | 15 | 20:00 | 71.06 | 0 | 0 | 0 | 0 | 0 | 0.044295 | 4.5703e-08 | 0.074773 | 0.014948 | 0.24 | 0.7112 | 0 | 0.83294 | 0.001883 | 0 | #DIV/0! | #DIV/0! | #DIV/0! | #DIV/0! | 0 | 0 | 0 | 0
1987-09-15 | Sep | 15 | 21:00 | 69.98 | 0 | 0 | 0 | 0 | 0 | 0.044244 | 4.5552e-08 | 0.074923 | 0.014919 | 0.24 | 0.71173 | 0 | 0.82971 | 0.0018869 | 0 | #DIV/0! | #DIV/0! | #DIV/0! | #DIV/0! | 0 | 0 | 0 | 0
1987-09-15 | Sep | 15 | 22:00 | 69.98 | 180 | 295.2756 | 17716.536 | 0 | 0 | 0.044244 | 4.5552e-08 | 0.074923 | 0.014919 | 0.24 | 0.71173 | 0 | 0.82971 | 0.0018869 | 0 | #DIV/0! | #DIV/0! | #DIV/0! | #DIV/0! | 0 | 0 | 0 | 0
1987-09-15 | Sep | 15 | 23:00 | 69.98 | 180 | 413.3858 | 24803.1504 | 0 | 0 | 0.044244 | 4.5552e-08 | 0.074923 | 0.014919 | 0.24 | 0.71173 | 0 | 0.82971 | 0.0018869 | 0 | #DIV/0! | #DIV/0! | #DIV/0! | #DIV/0! | 0 | 0 | 0 | 0
1987-09-15 | Sep | 15 | 24:00 | 69.08 | 190 | 413.3858 | 24803.1504 | 0 | 0 | 0.044171 | 4.5402e-08 | 0.075052 | 0.014896 | 0.24 | 0.71167 | 0 | 0.82698 | 0.0018901 | 0 | #DIV/0! | #DIV/0! | #DIV/0! | #DIV/0! | 0 | 0 | 0 | 0
1987-09-16 | Sep | 16 | 1:00 | 69.08 | 170 | 511.811 | 30708.6624 | 0 | 0 | 0.044171 | 4.5402e-08 | 0.075052 | 0.014896 | 0.24 | 0.71167 | 0 | 0.82698 | 0.0018901 | 0 | #DIV/0! | #DIV/0! | #DIV/0! | #DIV/0! | 0 | 0 | 0 | 0
1987-09-16 | Sep | 16 | 2:00 | 68 | 0 | 0 | 0 | 0 | 0 | 0.044084 | 4.5222e-08 | 0.075208 | 0.014868 | 0.24 | 0.7116 | 0 | 0.82372 | 0.0018939 | 0 | #DIV/0! | #DIV/0! | #DIV/0! | #DIV/0! | 0 | 0 | 0 | 0
1987-09-16 | Sep | 16 | 3:00 | 68 | 0 | 0 | 0 | 0 | 0 | 0.044084 | 4.5222e-08 | 0.075208 | 0.014868 | 0.24 | 0.7116 | 0 | 0.82372 | 0.0018939 | 0 | #DIV/0! | #DIV/0! | #DIV/0! | #DIV/0! | 0 | 0 | 0 | 0
1987-09-16 | Sep | 16 | 4:00 | 68 | 150 | 413.3858 | 24803.1504 | 0 | 0 | 0.044084 | 4.5222e-08 | 0.075208 | 0.014868 | 0.24 | 0.7116 | 0 | 0.82372 | 0.0018939 | 0 | #DIV/0! | #DIV/0! | #DIV/0! | #DIV/0! | 0 | 0 | 0 | 0
1987-09-16 | Sep | 16 | 5:00 | 68 | 130 | 610.2362 | 36614.1744 | 0 | 0 | 0.044084 | 4.5222e-08 | 0.075208 | 0.014868 | 0.24 | 0.7116 | 0 | 0.82372 | 0.0018939 | 0 | #DIV/0! | #DIV/0! | #DIV/0! | #DIV/0! | 0 | 0 | 0 | 0
1987-09-16 | Sep | 16 | 6:00 | 68 | 170 | 610.2362 | 36614.1744 | 0 | 0 | 0.044084 | 4.5222e-08 | 0.075208 | 0.014868 | 0.24 | 0.7116 | 0 | 0.82372 | 0.0018939 | 0 | #DIV/0! | #DIV/0! | #DIV/0! | #DIV/0! | 0 | 0 | 0 | 0
1987-09-16 | Sep | 16 | 7:00 | 68 | 140 | 807.0866 | 48425.1984 | 0 | 0 | 0.044084 | 4.5222e-08 | 0.075208 | 0.014868 | 0.24 | 0.7116 | 0 | 0.82372 | 0.0018939 | 0 | #DIV/0! | #DIV/0! | #DIV/0! | #DIV/0! | 0 | 0 | 0 | 0
1987-09-16 | Sep | 16 | 8:00 | 69.08 | 140 | 511.811 | 30708.6624 | 0 | 0 | 0.044171 | 4.5402e-08 | 0.075052 | 0.014896 | 0.24 | 0.71167 | 0 | 0.82698 | 0.0018901 | 0 | #DIV/0! | #DIV/0! | #DIV/0! | #DIV/0! | 0 | 0 | 0 | 0
1987-09-16 | Sep | 16 | 9:00 | 68 | 160 | 905.5118 | 54330.7104 | 0 | 0 | 0.044084 | 4.5222e-08 | 0.075208 | 0.014868 | 0.24 | 0.7116 | 0 | 0.82372 | 0.0018939 | 0 | #DIV/0! | #DIV/0! | #DIV/0! | #DIV/0! | 0 | 0 | 0 | 0
1987-09-16 | Sep | 16 | 10:00 | 68 | 160 | 905.5118 | 54330.7104 | 0 | 0 | 0.044084 | 4.5222e-08 | 0.075208 | 0.014868 | 0.24 | 0.7116 | 0 | 0.82372 | 0.0018939 | 0 | #DIV/0! | #DIV/0! | #DIV/0! | #DIV/0! | 0 | 0 | 0 | 0
1987-09-16 | Sep | 16 | 11:00 | 69.08 | 140 | 1122.0473 | 67322.8368 | 0 | 0 | 0.044171 | 4.5402e-08 | 0.075052 | 0.014896 | 0.24 | 0.71167 | 0 | 0.82698 | 0.0018901 | 0 | #DIV/0! | #DIV/0! | #DIV/0! | #DIV/0! | 0 | 0 | 0 | 0
1987-09-16 | Sep | 16 | 12:00 | 69.08 | 160 | 1122.0473 | 67322.8368 | 0 | 0 | 0.044171 | 4.5402e-08 | 0.075052 | 0.014896 | 0.24 | 0.71167 | 0 | 0.82698 | 0.0018901 | 0 | #DIV/0! | #DIV/0! | #DIV/0! | #DIV/0! | 0 | 0 | 0 | 0
1987-09-16 | Sep | 16 | 13:00 | 69.08 | 160 | 1023.6221 | 61417.3248 | 0 | 0 | 0.044171 | 4.5402e-08 | 0.075052 | 0.014896 | 0.24 | 0.71167 | 0 | 0.82698 | 0.0018901 | 0 | #DIV/0! | #DIV/0! | #DIV/0! | #DIV/0! | 0 | 0 | 0 | 0
1987-09-16 | Sep | 16 | 14:00 | 69.98 | 140 | 905.5118 | 54330.7104 | 0 | 0 | 0.044244 | 4.5552e-08 | 0.074923 | 0.014919 | 0.24 | 0.71173 | 0 | 0.82971 | 0.0018869 | 0 | #DIV/0! | #DIV/0! | #DIV/0! | #DIV/0! | 0 | 0 | 0 | 0
1987-09-16 | Sep | 16 | 15:00 | 71.06 | 130 | 1220.4725 | 73228.3488 | 0 | 0 | 0.044295 | 4.5703e-08 | 0.074773 | 0.014948 | 0.24 | 0.7112 | 0 | 0.83294 | 0.001883 | 0 | #DIV/0! | #DIV/0! | #DIV/0! | #DIV/0! | 0 | 0 | 0 | 0
1987-09-16 | Sep | 16 | 16:00 | 71.96 | 120 | 807.0866 | 48425.1984 | 0 | 0 | 0.044336 | 4.5828e-08 | 0.074648 | 0.014971 | 0.24 | 0.71076 | 0 | 0.83565 | 0.0018798 | 0 | #DIV/0! | #DIV/0! | #DIV/0! | #DIV/0! | 0 | 0 | 0 | 0
1987-09-16 | Sep | 16 | 17:00 | 71.96 | 90 | 708.6614 | 42519.6864 | 0 | 0 | 0.044336 | 4.5828e-08 | 0.074648 | 0.014971 | 0.24 | 0.71076 | 0 | 0.83565 | 0.0018798 | 0 | #DIV/0! | #DIV/0! | #DIV/0! | #DIV/0! | 0 | 0 | 0 | 0
1987-09-16 | Sep | 16 | 18:00 | 71.96 | 140 | 807.0866 | 48425.1984 | 0 | 0 | 0.044336 | 4.5828e-08 | 0.074648 | 0.014971 | 0.24 | 0.71076 | 0 | 0.83565 | 0.0018798 | 0 | #DIV/0! | #DIV/0! | #DIV/0! | #DIV/0! | 0 | 0 | 0 | 0
1987-09-16 | Sep | 16 | 19:00 | 71.06 | 130 | 905.5118 | 54330.7104 | 0 | 0 | 0.044295 | 4.5703e-08 | 0.074773 | 0.014948 | 0.24 | 0.7112 | 0 | 0.83294 | 0.001883 | 0 | #DIV/0! | #DIV/0! | #DIV/0! | #DIV/0! | 0 | 0 | 0 | 0
1987-09-16 | Sep | 16 | 20:00 | 69.98 | 140 | 708.6614 | 42519.6864 | 0 | 0 | 0.044244 | 4.5552e-08 | 0.074923 | 0.014919 | 0.24 | 0.71173 | 0 | 0.82971 | 0.0018869 | 0 | #DIV/0! | #DIV/0! | #DIV/0! | #DIV/0! | 0 | 0 | 0 | 0
1987-09-16 | Sep | 16 | 21:00 | 69.98 | 120 | 708.6614 | 42519.6864 | 0 | 0 | 0.044244 | 4.5552e-08 | 0.074923 | 0.014919 | 0.24 | 0.71173 | 0 | 0.82971 | 0.0018869 | 0 | #DIV/0! | #DIV/0! | #DIV/0! | #DIV/0! | 0 | 0 | 0 | 0
1987-09-16 | Sep | 16 | 22:00 | 68 | 220 | 1023.6221 | 61417.3248 | 0 | 0 | 0.044084 | 4.5222e-08 | 0.075208 | 0.014868 | 0.24 | 0.7116 | 0 | 0.82372 | 0.0018939 | 0 | #DIV/0! | #DIV/0! | #DIV/0! | #DIV/0! | 0 | 0 | 0 | 0
1987-09-16 | Sep | 16 | 23:00 | 66.02 | 40 | 610.2362 | 36614.1744 | 0 | 0 | 0.043923 | 4.4892e-08 | 0.075493 | 0.014817 | 0.24 | 0.71147 | 0 | 0.81776 | 0.0019011 | 0 | #DIV/0! | #DIV/0! | #DIV/0! | #DIV/0! | 0 | 0 | 0 | 0
1987-09-16 | Sep | 16 | 24:00 | 66.92 | 310 | 295.2756 | 17716.536 | 0 | 0 | 0.043996 | 4.5042e-08 | 0.075364 | 0.01484 | 0.24 | 0.71153 | 0 | 0.82046 | 0.0018978 | 0 | #DIV/0! | #DIV/0! | #DIV/0! | #DIV/0! | 0 | 0 | 0 | 0
1987-09-17 | Sep | 17 | 1:00 | 69.08 | 200 | 708.6614 | 42519.6864 | 0 | 0 | 0.044171 | 4.5402e-08 | 0.075052 | 0.014896 | 0.24 | 0.71167 | 0 | 0.82698 | 0.0018901 | 0 | #DIV/0! | #DIV/0! | #DIV/0! | #DIV/0! | 0 | 0 | 0 | 0
1987-09-17 | Sep | 17 | 2:00 | 66.92 | 210 | 1023.6221 | 61417.3248 | 0 | 0 | 0.043996 | 4.5042e-08 | 0.075364 | 0.01484 | 0.24 | 0.71153 | 0 | 0.82046 | 0.0018978 | 0 | #DIV/0! | #DIV/0! | #DIV/0! | #DIV/0! | 0 | 0 | 0 | 0
1987-09-17 | Sep | 17 | 3:00 | 66.92 | 210 | 1023.6221 | 61417.3248 | 0 | 0 | 0.043996 | 4.5042e-08 | 0.075364 | 0.01484 | 0.24 | 0.71153 | 0 | 0.82046 | 0.0018978 | 0 | #DIV/0! | #DIV/0! | #DIV/0! | #DIV/0! | 0 | 0 | 0 | 0
1987-09-17 | Sep | 17 | 4:00 | 66.92 | 190 | 905.5118 | 54330.7104 | 0 | 0 | 0.043996 | 4.5042e-08 | 0.075364 | 0.01484 | 0.24 | 0.71153 | 0 | 0.82046 | 0.0018978 | 0 | #DIV/0! | #DIV/0! | #DIV/0! | #DIV/0! | 0 | 0 | 0 | 0
1987-09-17 | Sep | 17 | 5:00 | 66.92 | 190 | 807.0866 | 48425.1984 | 0 | 0 | 0.043996 | 4.5042e-08 | 0.075364 | 0.01484 | 0.24 | 0.71153 | 0 | 0.82046 | 0.0018978 | 0 | #DIV/0! | #DIV/0! | #DIV/0! | #DIV/0! | 0 | 0 | 0 | 0
1987-09-17 | Sep | 17 | 6:00 | 66.92 | 180 | 708.6614 | 42519.6864 | 0 | 0 | 0.043996 | 4.5042e-08 | 0.075364 | 0.01484 | 0.24 | 0.71153 | 0 | 0.82046 | 0.0018978 | 0 | #DIV/0! | #DIV/0! | #DIV/0! | #DIV/0! | 0 | 0 | 0 | 0
1987-09-17 | Sep | 17 | 7:00 | 66.92 | 190 | 1122.0473 | 67322.8368 | 0 | 0 | 0.043996 | 4.5042e-08 | 0.075364 | 0.01484 | 0.24 | 0.71153 | 0 | 0.82046 | 0.0018978 | 0 | #DIV/0! | #DIV/0! | #DIV/0! | #DIV/0! | 0 | 0 | 0 | 0
1987-09-17 | Sep | 17 | 8:00 | 66.92 | 180 | 807.0866 | 48425.1984 | 0 | 0 | 0.043996 | 4.5042e-08 | 0.075364 | 0.01484 | 0.24 | 0.71153 | 0 | 0.82046 | 0.0018978 | 0 | #DIV/0! | #DIV/0! | #DIV/0! | #DIV/0! | 0 | 0 | 0 | 0
1987-09-17 | Sep | 17 | 9:00 | 66.02 | 190 | 610.2362 | 36614.1744 | 0 | 0 | 0.043923 | 4.4892e-08 | 0.075493 | 0.014817 | 0.24 | 0.71147 | 0 | 0.81776 | 0.0019011 | 0 | #DIV/0! | #DIV/0! | #DIV/0! | #DIV/0! | 0 | 0 | 0 | 0
1987-09-17 | Sep | 17 | 10:00 | 66.02 | 220 | 708.6614 | 42519.6864 | 0 | 0 | 0.043923 | 4.4892e-08 | 0.075493 | 0.014817 | 0.24 | 0.71147 | 0 | 0.81776 | 0.0019011 | 0 | #DIV/0! | #DIV/0! | #DIV/0! | #DIV/0! | 0 | 0 | 0 | 0
1987-09-17 | Sep | 17 | 11:00 | 71.06 | 240 | 807.0866 | 48425.1984 | 0 | 0 | 0.044295 | 4.5703e-08 | 0.074773 | 0.014948 | 0.24 | 0.7112 | 0 | 0.83294 | 0.001883 | 0 | #DIV/0! | #DIV/0! | #DIV/0! | #DIV/0! | 0 | 0 | 0 | 0
1987-09-17 | Sep | 17 | 12:00 | 69.98 | 260 | 1023.6221 | 61417.3248 | 0 | 0 | 0.044244 | 4.5552e-08 | 0.074923 | 0.014919 | 0.24 | 0.71173 | 0 | 0.82971 | 0.0018869 | 0 | #DIV/0! | #DIV/0! | #DIV/0! | #DIV/0! | 0 | 0 | 0 | 0
1987-09-17 | Sep | 17 | 13:00 | 69.98 | 240 | 1023.6221 | 61417.3248 | 0 | 0 | 0.044244 | 4.5552e-08 | 0.074923 | 0.014919 | 0.24 | 0.71173 | 0 | 0.82971 | 0.0018869 | 0 | #DIV/0! | #DIV/0! | #DIV/0! | #DIV/0! | 0 | 0 | 0 | 0
1987-09-17 | Sep | 17 | 14:00 | 71.06 | 260 | 1417.3229 | 85039.3728 | 0 | 0 | 0.044295 | 4.5703e-08 | 0.074773 | 0.014948 | 0.24 | 0.7112 | 0 | 0.83294 | 0.001883 | 0 | #DIV/0! | #DIV/0! | #DIV/0! | #DIV/0! | 0 | 0 | 0 | 0
1987-09-17 | Sep | 17 | 15:00 | 69.98 | 270 | 1732.2835 | 103937.0112 | 0 | 0 | 0.044244 | 4.5552e-08 | 0.074923 | 0.014919 | 0.24 | 0.71173 | 0 | 0.82971 | 0.0018869 | 0 | #DIV/0! | #DIV/0! | #DIV/0! | #DIV/0! | 0 | 0 | 0 | 0
1987-09-17 | Sep | 17 | 16:00 | 68 | 280 | 1318.8977 | 79133.8608 | 0 | 0 | 0.044084 | 4.5222e-08 | 0.075208 | 0.014868 | 0.24 | 0.7116 | 0 | 0.82372 | 0.0018939 | 0 | #DIV/0! | #DIV/0! | #DIV/0! | #DIV/0! | 0 | 0 | 0 | 0
1987-09-17 | Sep | 17 | 17:00 | 69.08 | 320 | 1417.3229 | 85039.3728 | 0 | 0 | 0.044171 | 4.5402e-08 | 0.075052 | 0.014896 | 0.24 | 0.71167 | 0 | 0.82698 | 0.0018901 | 0 | #DIV/0! | #DIV/0! | #DIV/0! | #DIV/0! | 0 | 0 | 0 | 0
1987-09-17 | Sep | 17 | 18:00 | 68 | 280 | 807.0866 | 48425.1984 | 0 | 0 | 0.044084 | 4.5222e-08 | 0.075208 | 0.014868 | 0.24 | 0.7116 | 0 | 0.82372 | 0.0018939 | 0 | #DIV/0! | #DIV/0! | #DIV/0! | #DIV/0! | 0 | 0 | 0 | 0
1987-09-17 | Sep | 17 | 19:00 | 66.92 | 310 | 905.5118 | 54330.7104 | 0 | 0 | 0.043996 | 4.5042e-08 | 0.075364 | 0.01484 | 0.24 | 0.71153 | 0 | 0.82046 | 0.0018978 | 0 | #DIV/0! | #DIV/0! | #DIV/0! | #DIV/0! | 0 | 0 | 0 | 0
1987-09-17 | Sep | 17 | 20:00 | 66.92 | 320 | 708.6614 | 42519.6864 | 0 | 0 | 0.043996 | 4.5042e-08 | 0.075364 | 0.01484 | 0.24 | 0.71153 | 0 | 0.82046 | 0.0018978 | 0 | #DIV/0! | #DIV/0! | #DIV/0! | #DIV/0! | 0 | 0 | 0 | 0
1987-09-17 | Sep | 17 | 21:00 | 66.02 | 280 | 610.2362 | 36614.1744 | 0 | 0 | 0.043923 | 4.4892e-08 | 0.075493 | 0.014817 | 0.24 | 0.71147 | 0 | 0.81776 | 0.0019011 | 0 | #DIV/0! | #DIV/0! | #DIV/0! | #DIV/0! | 0 | 0 | 0 | 0
1987-09-17 | Sep | 17 | 22:00 | 64.94 | 280 | 610.2362 | 36614.1744 | 0 | 0 | 0.043835 | 4.4712e-08 | 0.075649 | 0.014788 | 0.24 | 0.7114 | 0 | 0.81454 | 0.001905 | 0 | #DIV/0! | #DIV/0! | #DIV/0! | #DIV/0! | 0 | 0 | 0 | 0
1987-09-17 | Sep | 17 | 23:00 | 64.04 | 290 | 511.811 | 30708.6624 | 0 | 0 | 0.043762 | 4.4562e-08 | 0.075778 | 0.014765 | 0.24 | 0.71134 | 0 | 0.81186 | 0.0019083 | 0 | #DIV/0! | #DIV/0! | #DIV/0! | #DIV/0! | 0 | 0 | 0 | 0
1987-09-17 | Sep | 17 | 24:00 | 64.04 | 290 | 610.2362 | 36614.1744 | 0 | 0 | 0.043762 | 4.4562e-08 | 0.075778 | 0.014765 | 0.24 | 0.71134 | 0 | 0.81186 | 0.0019083 | 0 | #DIV/0! | #DIV/0! | #DIV/0! | #DIV/0! | 0 | 0 | 0 | 0
1987-09-18 | Sep | 18 | 1:00 | 64.94 | 290 | 511.811 | 30708.6624 | 0 | 0 | 0.043835 | 4.4712e-08 | 0.075649 | 0.014788 | 0.24 | 0.7114 | 0 | 0.81454 | 0.001905 | 0 | #DIV/0! | #DIV/0! | #DIV/0! | #DIV/0! | 0 | 0 | 0 | 0
1987-09-18 | Sep | 18 | 2:00 | 64.94 | 290 | 708.6614 | 42519.6864 | 0 | 0 | 0.043835 | 4.4712e-08 | 0.075649 | 0.014788 | 0.24 | 0.7114 | 0 | 0.81454 | 0.001905 | 0 | #DIV/0! | #DIV/0! | #DIV/0! | #DIV/0! | 0 | 0 | 0 | 0
1987-09-18 | Sep | 18 | 3:00 | 64.94 | 310 | 413.3858 | 24803.1504 | 0 | 0 | 0.043835 | 4.4712e-08 | 0.075649 | 0.014788 | 0.24 | 0.7114 | 0 | 0.81454 | 0.001905 | 0 | #DIV/0! | #DIV/0! | #DIV/0! | #DIV/0! | 0 | 0 | 0 | 0
1987-09-18 | Sep | 18 | 4:00 | 64.94 | 340 | 610.2362 | 36614.1744 | 0 | 0 | 0.043835 | 4.4712e-08 | 0.075649 | 0.014788 | 0.24 | 0.7114 | 0 | 0.81454 | 0.001905 | 0 | #DIV/0! | #DIV/0! | #DIV/0! | #DIV/0! | 0 | 0 | 0 | 0
1987-09-18 | Sep | 18 | 5:00 | 64.04 | 340 | 708.6614 | 42519.6864 | 0 | 0 | 0.043762 | 4.4562e-08 | 0.075778 | 0.014765 | 0.24 | 0.71134 | 0 | 0.81186 | 0.0019083 | 0 | #DIV/0! | #DIV/0! | #DIV/0! | #DIV/0! | 0 | 0 | 0 | 0
1987-09-18 | Sep | 18 | 6:00 | 62.96 | 310 | 1023.6221 | 61417.3248 | 0 | 0 | 0.043675 | 4.4382e-08 | 0.075934 | 0.014737 | 0.24 | 0.71127 | 0 | 0.80865 | 0.0019122 | 0 | #DIV/0! | #DIV/0! | #DIV/0! | #DIV/0! | 0 | 0 | 0 | 0
1987-09-18 | Sep | 18 | 7:00 | 62.06 | 320 | 807.0866 | 48425.1984 | 0 | 0 | 0.043602 | 4.4232e-08 | 0.076063 | 0.014714 | 0.24 | 0.71121 | 0 | 0.80599 | 0.0019155 | 0 | #DIV/0! | #DIV/0! | #DIV/0! | #DIV/0! | 0 | 0 | 0 | 0
1987-09-18 | Sep | 18 | 8:00 | 62.06 | 320 | 807.0866 | 48425.1984 | 0 | 0 | 0.043602 | 4.4232e-08 | 0.076063 | 0.014714 | 0.24 | 0.71121 | 0 | 0.80599 | 0.0019155 | 0 | #DIV/0! | #DIV/0! | #DIV/0! | #DIV/0! | 0 | 0 | 0 | 0
1987-09-18 | Sep | 18 | 9:00 | 64.04 | 300 | 708.6614 | 42519.6864 | 0 | 0 | 0.043762 | 4.4562e-08 | 0.075778 | 0.014765 | 0.24 | 0.71134 | 0 | 0.81186 | 0.0019083 | 0 | #DIV/0! | #DIV/0! | #DIV/0! | #DIV/0! | 0 | 0 | 0 | 0
1987-09-18 | Sep | 18 | 10:00 | 64.04 | 300 | 708.6614 | 42519.6864 | 0 | 0 | 0.043762 | 4.4562e-08 | 0.075778 | 0.014765 | 0.24 | 0.71134 | 0 | 0.81186 | 0.0019083 | 0 | #DIV/0! | #DIV/0! | #DIV/0! | #DIV/0! | 0 | 0 | 0 | 0
1987-09-18 | Sep | 18 | 11:00 | 64.94 | 330 | 610.2362 | 36614.1744 | 0 | 0 | 0.043835 | 4.4712e-08 | 0.075649 | 0.014788 | 0.24 | 0.7114 | 0 | 0.81454 | 0.001905 | 0 | #DIV/0! | #DIV/0! | #DIV/0! | #DIV/0! | 0 | 0 | 0 | 0
1987-09-18 | Sep | 18 | 12:00 | 66.92 | 360 | 807.0866 | 48425.1984 | 0 | 0 | 0.043996 | 4.5042e-08 | 0.075364 | 0.01484 | 0.24 | 0.71153 | 0 | 0.82046 | 0.0018978 | 0 | #DIV/0! | #DIV/0! | #DIV/0! | #DIV/0! | 0 | 0 | 0 | 0
1987-09-18 | Sep | 18 | 13:00 | 68 | 320 | 610.2362 | 36614.1744 | 0 | 0 | 0.044084 | 4.5222e-08 | 0.075208 | 0.014868 | 0.24 | 0.7116 | 0 | 0.82372 | 0.0018939 | 0 | #DIV/0! | #DIV/0! | #DIV/0! | #DIV/0! | 0 | 0 | 0 | 0
1987-09-18 | Sep | 18 | 14:00 | 66.02 | 300 | 708.6614 | 42519.6864 | 0 | 0 | 0.043923 | 4.4892e-08 | 0.075493 | 0.014817 | 0.24 | 0.71147 | 0 | 0.81776 | 0.0019011 | 0 | #DIV/0! | #DIV/0! | #DIV/0! | #DIV/0! | 0 | 0 | 0 | 0
1987-09-18 | Sep | 18 | 15:00 | 64.94 | 250 | 413.3858 | 24803.1504 | 0 | 0 | 0.043835 | 4.4712e-08 | 0.075649 | 0.014788 | 0.24 | 0.7114 | 0 | 0.81454 | 0.001905 | 0 | #DIV/0! | #DIV/0! | #DIV/0! | #DIV/0! | 0 | 0 | 0 | 0
1987-09-18 | Sep | 18 | 16:00 | 64.94 | 320 | 413.3858 | 24803.1504 | 0 | 0 | 0.043835 | 4.4712e-08 | 0.075649 | 0.014788 | 0.24 | 0.7114 | 0 | 0.81454 | 0.001905 | 0 | #DIV/0! | #DIV/0! | #DIV/0! | #DIV/0! | 0 | 0 | 0 | 0
1987-09-18 | Sep | 18 | 17:00 | 64.04 | 310 | 610.2362 | 36614.1744 | 0 | 0 | 0.043762 | 4.4562e-08 | 0.075778 | 0.014765 | 0.24 | 0.71134 | 0 | 0.81186 | 0.0019083 | 0 | #DIV/0! | #DIV/0! | #DIV/0! | #DIV/0! | 0 | 0 | 0 | 0
1987-09-18 | Sep | 18 | 18:00 | 62.96 | 280 | 413.3858 | 24803.1504 | 0 | 0 | 0.043675 | 4.4382e-08 | 0.075934 | 0.014737 | 0.24 | 0.71127 | 0 | 0.80865 | 0.0019122 | 0 | #DIV/0! | #DIV/0! | #DIV/0! | #DIV/0! | 0 | 0 | 0 | 0
1987-09-18 | Sep | 18 | 19:00 | 62.06 | 260 | 708.6614 | 42519.6864 | 0 | 0 | 0.043602 | 4.4232e-08 | 0.076063 | 0.014714 | 0.24 | 0.71121 | 0 | 0.80599 | 0.0019155 | 0 | #DIV/0! | #DIV/0! | #DIV/0! | #DIV/0! | 0 | 0 | 0 | 0
1987-09-18 | Sep | 18 | 20:00 | 62.06 | 250 | 610.2362 | 36614.1744 | 0 | 0 | 0.043602 | 4.4232e-08 | 0.076063 | 0.014714 | 0.24 | 0.71121 | 0 | 0.80599 | 0.0019155 | 0 | #DIV/0! | #DIV/0! | #DIV/0! | #DIV/0! | 0 | 0 | 0 | 0
1987-09-18 | Sep | 18 | 21:00 | 60.98 | 270 | 511.811 | 30708.6624 | 0 | 0 | 0.043514 | 4.4052e-08 | 0.076219 | 0.014685 | 0.24 | 0.71114 | 0 | 0.80281 | 0.0019195 | 0 | #DIV/0! | #DIV/0! | #DIV/0! | #DIV/0! | 0 | 0 | 0 | 0
1987-09-18 | Sep | 18 | 22:00 | 60.98 | 290 | 610.2362 | 36614.1744 | 0 | 0 | 0.043514 | 4.4052e-08 | 0.076219 | 0.014685 | 0.24 | 0.71114 | 0 | 0.80281 | 0.0019195 | 0 | #DIV/0! | #DIV/0! | #DIV/0! | #DIV/0! | 0 | 0 | 0 | 0
1987-09-18 | Sep | 18 | 23:00 | 59 | 290 | 708.6614 | 42519.6864 | 0 | 0 | 0.043354 | 4.3722e-08 | 0.07651 | 0.014634 | 0.24 | 0.71101 | 0 | 0.79695 | 0.0019268 | 0 | #DIV/0! | #DIV/0! | #DIV/0! | #DIV/0! | 0 | 0 | 0 | 0
1987-09-18 | Sep | 18 | 24:00 | 57.02 | 270 | 610.2362 | 36614.1744 | 0 | 0 | 0.043193 | 4.3392e-08 | 0.076807 | 0.014583 | 0.24 | 0.71088 | 0 | 0.79108 | 0.0019342 | 0 | #DIV/0! | #DIV/0! | #DIV/0! | #DIV/0! | 0 | 0 | 0 | 0
1987-09-19 | Sep | 19 | 1:00 | 55.04 | 260 | 610.2362 | 36614.1744 | 0 | 0 | 0.043033 | 4.3062e-08 | 0.077104 | 0.014531 | 0.24 | 0.71074 | 0 | 0.78525 | 0.0019416 | 0 | #DIV/0! | #DIV/0! | #DIV/0! | #DIV/0! | 0 | 0 | 0 | 0
1987-09-19 | Sep | 19 | 2:00 | 53.06 | 240 | 413.3858 | 24803.1504 | 0 | 0 | 0.042872 | 4.2732e-08 | 0.077401 | 0.01448 | 0.24 | 0.71061 | 0 | 0.77947 | 0.0019491 | 0 | #DIV/0! | #DIV/0! | #DIV/0! | #DIV/0! | 0 | 0 | 0 | 0
1987-09-19 | Sep | 19 | 3:00 | 51.98 | 220 | 413.3858 | 24803.1504 | 0 | 0 | 0.042785 | 4.2552e-08 | 0.077563 | 0.014451 | 0.24 | 0.71054 | 0 | 0.77633 | 0.0019532 | 0 | #DIV/0! | #DIV/0! | #DIV/0! | #DIV/0! | 0 | 0 | 0 | 0
1987-09-19 | Sep | 19 | 4:00 | 51.98 | 210 | 413.3858 | 24803.1504 | 0 | 0 | 0.042785 | 4.2552e-08 | 0.077563 | 0.014451 | 0.24 | 0.71054 | 0 | 0.77633 | 0.0019532 | 0 | #DIV/0! | #DIV/0! | #DIV/0! | #DIV/0! | 0 | 0 | 0 | 0
1987-09-19 | Sep | 19 | 5:00 | 51.98 | 210 | 511.811 | 30708.6624 | 0 | 0 | 0.042785 | 4.2552e-08 | 0.077563 | 0.014451 | 0.24 | 0.71054 | 0 | 0.77633 | 0.0019532 | 0 | #DIV/0! | #DIV/0! | #DIV/0! | #DIV/0! | 0 | 0 | 0 | 0
1987-09-19 | Sep | 19 | 6:00 | 51.08 | 230 | 610.2362 | 36614.1744 | 0 | 0 | 0.042712 | 4.2402e-08 | 0.077698 | 0.014428 | 0.24 | 0.71048 | 0 | 0.77373 | 0.0019566 | 0 | #DIV/0! | #DIV/0! | #DIV/0! | #DIV/0! | 0 | 0 | 0 | 0
1987-09-19 | Sep | 19 | 7:00 | 53.96 | 240 | 1023.6221 | 61417.3248 | 0 | 0 | 0.042945 | 4.2882e-08 | 0.077266 | 0.014503 | 0.24 | 0.71067 | 0 | 0.78209 | 0.0019457 | 0 | #DIV/0! | #DIV/0! | #DIV/0! | #DIV/0! | 0 | 0 | 0 | 0
1987-09-19 | Sep | 19 | 8:00 | 57.92 | 260 | 807.0866 | 48425.1984 | 0 | 0 | 0.043266 | 4.3542e-08 | 0.076672 | 0.014606 | 0.24 | 0.71094 | 0 | 0.79374 | 0.0019308 | 0 | #DIV/0! | #DIV/0! | #DIV/0! | #DIV/0! | 0 | 0 | 0 | 0
1987-09-19 | Sep | 19 | 9:00 | 62.06 | 260 | 807.0866 | 48425.1984 | 0 | 0 | 0.043602 | 4.4232e-08 | 0.076063 | 0.014714 | 0.24 | 0.71121 | 0 | 0.80599 | 0.0019155 | 0 | #DIV/0! | #DIV/0! | #DIV/0! | #DIV/0! | 0 | 0 | 0 | 0
1987-09-19 | Sep | 19 | 10:00 | 64.94 | 260 | 807.0866 | 48425.1984 | 0 | 0 | 0.043835 | 4.4712e-08 | 0.075649 | 0.014788 | 0.24 | 0.7114 | 0 | 0.81454 | 0.001905 | 0 | #DIV/0! | #DIV/0! | #DIV/0! | #DIV/0! | 0 | 0 | 0 | 0
1987-09-19 | Sep | 19 | 11:00 | 66.92 | 260 | 807.0866 | 48425.1984 | 0 | 0 | 0.043996 | 4.5042e-08 | 0.075364 | 0.01484 | 0.24 | 0.71153 | 0 | 0.82046 | 0.0018978 | 0 | #DIV/0! | #DIV/0! | #DIV/0! | #DIV/0! | 0 | 0 | 0 | 0
1987-09-19 | Sep | 19 | 12:00 | 69.08 | 270 | 905.5118 | 54330.7104 | 0 | 0 | 0.044171 | 4.5402e-08 | 0.075052 | 0.014896 | 0.24 | 0.71167 | 0 | 0.82698 | 0.0018901 | 0 | #DIV/0! | #DIV/0! | #DIV/0! | #DIV/0! | 0 | 0 | 0 | 0
1987-09-19 | Sep | 19 | 13:00 | 69.08 | 230 | 1515.7481 | 90944.8848 | 0 | 0 | 0.044171 | 4.5402e-08 | 0.075052 | 0.014896 | 0.24 | 0.71167 | 0 | 0.82698 | 0.0018901 | 0 | #DIV/0! | #DIV/0! | #DIV/0! | #DIV/0! | 0 | 0 | 0 | 0
1987-09-19 | Sep | 19 | 14:00 | 71.06 | 250 | 1023.6221 | 61417.3248 | 0 | 0 | 0.044295 | 4.5703e-08 | 0.074773 | 0.014948 | 0.24 | 0.7112 | 0 | 0.83294 | 0.001883 | 0 | #DIV/0! | #DIV/0! | #DIV/0! | #DIV/0! | 0 | 0 | 0 | 0
1987-09-19 | Sep | 19 | 15:00 | 66.92 | 210 | 1023.6221 | 61417.3248 | 0 | 0 | 0.043996 | 4.5042e-08 | 0.075364 | 0.01484 | 0.24 | 0.71153 | 0 | 0.82046 | 0.0018978 | 0 | #DIV/0! | #DIV/0! | #DIV/0! | #DIV/0! | 0 | 0 | 0 | 0
1987-09-19 | Sep | 19 | 16:00 | 64.94 | 240 | 708.6614 | 42519.6864 | 0 | 0 | 0.043835 | 4.4712e-08 | 0.075649 | 0.014788 | 0.24 | 0.7114 | 0 | 0.81454 | 0.001905 | 0 | #DIV/0! | #DIV/0! | #DIV/0! | #DIV/0! | 0 | 0 | 0 | 0
1987-09-19 | Sep | 19 | 17:00 | 62.96 | 260 | 1023.6221 | 61417.3248 | 0 | 0 | 0.043675 | 4.4382e-08 | 0.075934 | 0.014737 | 0.24 | 0.71127 | 0 | 0.80865 | 0.0019122 | 0 | #DIV/0! | #DIV/0! | #DIV/0! | #DIV/0! | 0 | 0 | 0 | 0
1987-09-19 | Sep | 19 | 18:00 | 60.08 | 260 | 708.6614 | 42519.6864 | 0 | 0 | 0.043441 | 4.3902e-08 | 0.076348 | 0.014662 | 0.24 | 0.71108 | 0 | 0.80017 | 0.0019228 | 0 | #DIV/0! | #DIV/0! | #DIV/0! | #DIV/0! | 0 | 0 | 0 | 0
1987-09-19 | Sep | 19 | 19:00 | 57.02 | 250 | 511.811 | 30708.6624 | 0 | 0 | 0.043193 | 4.3392e-08 | 0.076807 | 0.014583 | 0.24 | 0.71088 | 0 | 0.79108 | 0.0019342 | 0 | #DIV/0! | #DIV/0! | #DIV/0! | #DIV/0! | 0 | 0 | 0 | 0
1987-09-19 | Sep | 19 | 20:00 | 53.96 | 220 | 610.2362 | 36614.1744 | 0 | 0 | 0.042945 | 4.2882e-08 | 0.077266 | 0.014503 | 0.24 | 0.71067 | 0 | 0.78209 | 0.0019457 | 0 | #DIV/0! | #DIV/0! | #DIV/0! | #DIV/0! | 0 | 0 | 0 | 0
1987-09-19 | Sep | 19 | 21:00 | 55.04 | 220 | 511.811 | 30708.6624 | 0 | 0 | 0.043033 | 4.3062e-08 | 0.077104 | 0.014531 | 0.24 | 0.71074 | 0 | 0.78525 | 0.0019416 | 0 | #DIV/0! | #DIV/0! | #DIV/0! | #DIV/0! | 0 | 0 | 0 | 0
1987-09-19 | Sep | 19 | 22:00 | 53.96 | 220 | 511.811 | 30708.6624 | 0 | 0 | 0.042945 | 4.2882e-08 | 0.077266 | 0.014503 | 0.24 | 0.71067 | 0 | 0.78209 | 0.0019457 | 0 | #DIV/0! | #DIV/0! | #DIV/0! | #DIV/0! | 0 | 0 | 0 | 0
1987-09-19 | Sep | 19 | 23:00 | 53.96 | 250 | 610.2362 | 36614.1744 | 0 | 0 | 0.042945 | 4.2882e-08 | 0.077266 | 0.014503 | 0.24 | 0.71067 | 0 | 0.78209 | 0.0019457 | 0 | #DIV/0! | #DIV/0! | #DIV/0! | #DIV/0! | 0 | 0 | 0 | 0
1987-09-19 | Sep | 19 | 24:00 | 53.96 | 270 | 511.811 | 30708.6624 | 0 | 0 | 0.042945 | 4.2882e-08 | 0.077266 | 0.014503 | 0.24 | 0.71067 | 0 | 0.78209 | 0.0019457 | 0 | #DIV/0! | #DIV/0! | #DIV/0! | #DIV/0! | 0 | 0 | 0 | 0
1987-09-20 | Sep | 20 | 1:00 | 53.06 | 200 | 511.811 | 30708.6624 | 0 | 0 | 0.042872 | 4.2732e-08 | 0.077401 | 0.01448 | 0.24 | 0.71061 | 0 | 0.77947 | 0.0019491 | 0 | #DIV/0! | #DIV/0! | #DIV/0! | #DIV/0! | 0 | 0 | 0 | 0
1987-09-20 | Sep | 20 | 2:00 | 53.96 | 220 | 511.811 | 30708.6624 | 0 | 0 | 0.042945 | 4.2882e-08 | 0.077266 | 0.014503 | 0.24 | 0.71067 | 0 | 0.78209 | 0.0019457 | 0 | #DIV/0! | #DIV/0! | #DIV/0! | #DIV/0! | 0 | 0 | 0 | 0
1987-09-20 | Sep | 20 | 3:00 | 53.06 | 210 | 413.3858 | 24803.1504 | 0 | 0 | 0.042872 | 4.2732e-08 | 0.077401 | 0.01448 | 0.24 | 0.71061 | 0 | 0.77947 | 0.0019491 | 0 | #DIV/0! | #DIV/0! | #DIV/0! | #DIV/0! | 0 | 0 | 0 | 0
1987-09-20 | Sep | 20 | 4:00 | 53.06 | 210 | 511.811 | 30708.6624 | 0 | 0 | 0.042872 | 4.2732e-08 | 0.077401 | 0.01448 | 0.24 | 0.71061 | 0 | 0.77947 | 0.0019491 | 0 | #DIV/0! | #DIV/0! | #DIV/0! | #DIV/0! | 0 | 0 | 0 | 0
1987-09-20 | Sep | 20 | 5:00 | 53.06 | 230 | 610.2362 | 36614.1744 | 0 | 0 | 0.042872 | 4.2732e-08 | 0.077401 | 0.01448 | 0.24 | 0.71061 | 0 | 0.77947 | 0.0019491 | 0 | #DIV/0! | #DIV/0! | #DIV/0! | #DIV/0! | 0 | 0 | 0 | 0
1987-09-20 | Sep | 20 | 6:00 | 53.06 | 210 | 708.6614 | 42519.6864 | 0 | 0 | 0.042872 | 4.2732e-08 | 0.077401 | 0.01448 | 0.24 | 0.71061 | 0 | 0.77947 | 0.0019491 | 0 | #DIV/0! | #DIV/0! | #DIV/0! | #DIV/0! | 0 | 0 | 0 | 0
1987-09-20 | Sep | 20 | 7:00 | 53.96 | 220 | 708.6614 | 42519.6864 | 0 | 0 | 0.042945 | 4.2882e-08 | 0.077266 | 0.014503 | 0.24 | 0.71067 | 0 | 0.78209 | 0.0019457 | 0 | #DIV/0! | #DIV/0! | #DIV/0! | #DIV/0! | 0 | 0 | 0 | 0
1987-09-20 | Sep | 20 | 8:00 | 55.04 | 250 | 807.0866 | 48425.1984 | 0 | 0 | 0.043033 | 4.3062e-08 | 0.077104 | 0.014531 | 0.24 | 0.71074 | 0 | 0.78525 | 0.0019416 | 0 | #DIV/0! | #DIV/0! | #DIV/0! | #DIV/0! | 0 | 0 | 0 | 0
1987-09-20 | Sep | 20 | 9:00 | 57.02 | 250 | 1023.6221 | 61417.3248 | 0 | 0 | 0.043193 | 4.3392e-08 | 0.076807 | 0.014583 | 0.24 | 0.71088 | 0 | 0.79108 | 0.0019342 | 0 | #DIV/0! | #DIV/0! | #DIV/0! | #DIV/0! | 0 | 0 | 0 | 0
1987-09-20 | Sep | 20 | 10:00 | 59 | 260 | 905.5118 | 54330.7104 | 0 | 0 | 0.043354 | 4.3722e-08 | 0.07651 | 0.014634 | 0.24 | 0.71101 | 0 | 0.79695 | 0.0019268 | 0 | #DIV/0! | #DIV/0! | #DIV/0! | #DIV/0! | 0 | 0 | 0 | 0
1987-09-20 | Sep | 20 | 11:00 | 55.04 | 250 | 905.5118 | 54330.7104 | 0 | 0 | 0.043033 | 4.3062e-08 | 0.077104 | 0.014531 | 0.24 | 0.71074 | 0 | 0.78525 | 0.0019416 | 0 | #DIV/0! | #DIV/0! | #DIV/0! | #DIV/0! | 0 | 0 | 0 | 0
1987-09-20 | Sep | 20 | 12:00 | 62.06 | 250 | 1023.6221 | 61417.3248 | 0 | 0 | 0.043602 | 4.4232e-08 | 0.076063 | 0.014714 | 0.24 | 0.71121 | 0 | 0.80599 | 0.0019155 | 0 | #DIV/0! | #DIV/0! | #DIV/0! | #DIV/0! | 0 | 0 | 0 | 0
1987-09-20 | Sep | 20 | 13:00 | 59 | 290 | 1220.4725 | 73228.3488 | 0 | 0 | 0.043354 | 4.3722e-08 | 0.07651 | 0.014634 | 0.24 | 0.71101 | 0 | 0.79695 | 0.0019268 | 0 | #DIV/0! | #DIV/0! | #DIV/0! | #DIV/0! | 0 | 0 | 0 | 0
1987-09-20 | Sep | 20 | 14:00 | 60.98 | 280 | 1220.4725 | 73228.3488 | 0 | 0 | 0.043514 | 4.4052e-08 | 0.076219 | 0.014685 | 0.24 | 0.71114 | 0 | 0.80281 | 0.0019195 | 0 | #DIV/0! | #DIV/0! | #DIV/0! | #DIV/0! | 0 | 0 | 0 | 0
1987-09-20 | Sep | 20 | 15:00 | 62.06 | 300 | 1220.4725 | 73228.3488 | 0 | 0 | 0.043602 | 4.4232e-08 | 0.076063 | 0.014714 | 0.24 | 0.71121 | 0 | 0.80599 | 0.0019155 | 0 | #DIV/0! | #DIV/0! | #DIV/0! | #DIV/0! | 0 | 0 | 0 | 0
1987-09-20 | Sep | 20 | 16:00 | 60.08 | 280 | 1023.6221 | 61417.3248 | 0 | 0 | 0.043441 | 4.3902e-08 | 0.076348 | 0.014662 | 0.24 | 0.71108 | 0 | 0.80017 | 0.0019228 | 0 | #DIV/0! | #DIV/0! | #DIV/0! | #DIV/0! | 0 | 0 | 0 | 0
1987-09-20 | Sep | 20 | 17:00 | 60.08 | 260 | 1023.6221 | 61417.3248 | 0 | 0 | 0.043441 | 4.3902e-08 | 0.076348 | 0.014662 | 0.24 | 0.71108 | 0 | 0.80017 | 0.0019228 | 0 | #DIV/0! | #DIV/0! | #DIV/0! | #DIV/0! | 0 | 0 | 0 | 0
1987-09-20 | Sep | 20 | 18:00 | 57.92 | 230 | 807.0866 | 48425.1984 | 0 | 0 | 0.043266 | 4.3542e-08 | 0.076672 | 0.014606 | 0.24 | 0.71094 | 0 | 0.79374 | 0.0019308 | 0 | #DIV/0! | #DIV/0! | #DIV/0! | #DIV/0! | 0 | 0 | 0 | 0
1987-09-20 | Sep | 20 | 19:00 | 55.04 | 250 | 511.811 | 30708.6624 | 0 | 0 | 0.043033 | 4.3062e-08 | 0.077104 | 0.014531 | 0.24 | 0.71074 | 0 | 0.78525 | 0.0019416 | 0 | #DIV/0! | #DIV/0! | #DIV/0! | #DIV/0! | 0 | 0 | 0 | 0
1987-09-20 | Sep | 20 | 20:00 | 53.06 | 250 | 511.811 | 30708.6624 | 0 | 0 | 0.042872 | 4.2732e-08 | 0.077401 | 0.01448 | 0.24 | 0.71061 | 0 | 0.77947 | 0.0019491 | 0 | #DIV/0! | #DIV/0! | #DIV/0! | #DIV/0! | 0 | 0 | 0 | 0
1987-09-20 | Sep | 20 | 21:00 | 51.98 | 250 | 610.2362 | 36614.1744 | 0 | 0 | 0.042785 | 4.2552e-08 | 0.077563 | 0.014451 | 0.24 | 0.71054 | 0 | 0.77633 | 0.0019532 | 0 | #DIV/0! | #DIV/0! | #DIV/0! | #DIV/0! | 0 | 0 | 0 | 0
1987-09-20 | Sep | 20 | 22:00 | 51.98 | 260 | 511.811 | 30708.6624 | 0 | 0 | 0.042785 | 4.2552e-08 | 0.077563 | 0.014451 | 0.24 | 0.71054 | 0 | 0.77633 | 0.0019532 | 0 | #DIV/0! | #DIV/0! | #DIV/0! | #DIV/0! | 0 | 0 | 0 | 0
1987-09-20 | Sep | 20 | 23:00 | 51.98 | 250 | 708.6614 | 42519.6864 | 0 | 0 | 0.042785 | 4.2552e-08 | 0.077563 | 0.014451 | 0.24 | 0.71054 | 0 | 0.77633 | 0.0019532 | 0 | #DIV/0! | #DIV/0! | #DIV/0! | #DIV/0! | 0 | 0 | 0 | 0
1987-09-20 | Sep | 20 | 24:00 | 51.08 | 260 | 708.6614 | 42519.6864 | 0 | 0 | 0.042712 | 4.2402e-08 | 0.077698 | 0.014428 | 0.24 | 0.71048 | 0 | 0.77373 | 0.0019566 | 0 | #DIV/0! | #DIV/0! | #DIV/0! | #DIV/0! | 0 | 0 | 0 | 0
1987-09-21 | Sep | 21 | 1:00 | 50 | 260 | 708.6614 | 42519.6864 | 0 | 0 | 0.042624 | 4.2222e-08 | 0.07786 | 0.0144 | 0.24 | 0.7104 | 0 | 0.77061 | 0.0019608 | 0 | #DIV/0! | #DIV/0! | #DIV/0! | #DIV/0! | 0 | 0 | 0 | 0
1987-09-21 | Sep | 21 | 2:00 | 50 | 250 | 610.2362 | 36614.1744 | 0 | 0 | 0.042624 | 4.2222e-08 | 0.07786 | 0.0144 | 0.24 | 0.7104 | 0 | 0.77061 | 0.0019608 | 0 | #DIV/0! | #DIV/0! | #DIV/0! | #DIV/0! | 0 | 0 | 0 | 0
1987-09-21 | Sep | 21 | 3:00 | 50 | 250 | 610.2362 | 36614.1744 | 0 | 0 | 0.042624 | 4.2222e-08 | 0.07786 | 0.0144 | 0.24 | 0.7104 | 0 | 0.77061 | 0.0019608 | 0 | #DIV/0! | #DIV/0! | #DIV/0! | #DIV/0! | 0 | 0 | 0 | 0
1987-09-21 | Sep | 21 | 4:00 | 50 | 270 | 610.2362 | 36614.1744 | 0 | 0 | 0.042624 | 4.2222e-08 | 0.07786 | 0.0144 | 0.24 | 0.7104 | 0 | 0.77061 | 0.0019608 | 0 | #DIV/0! | #DIV/0! | #DIV/0! | #DIV/0! | 0 | 0 | 0 | 0
1987-09-21 | Sep | 21 | 5:00 | 50 | 270 | 708.6614 | 42519.6864 | 0 | 0 | 0.042624 | 4.2222e-08 | 0.07786 | 0.0144 | 0.24 | 0.7104 | 0 | 0.77061 | 0.0019608 | 0 | #DIV/0! | #DIV/0! | #DIV/0! | #DIV/0! | 0 | 0 | 0 | 0
1987-09-21 | Sep | 21 | 6:00 | 51.08 | 270 | 610.2362 | 36614.1744 | 0 | 0 | 0.042712 | 4.2402e-08 | 0.077698 | 0.014428 | 0.24 | 0.71048 | 0 | 0.77373 | 0.0019566 | 0 | #DIV/0! | #DIV/0! | #DIV/0! | #DIV/0! | 0 | 0 | 0 | 0
1987-09-21 | Sep | 21 | 7:00 | 53.06 | 310 | 708.6614 | 42519.6864 | 0 | 0 | 0.042872 | 4.2732e-08 | 0.077401 | 0.01448 | 0.24 | 0.71061 | 0 | 0.77947 | 0.0019491 | 0 | #DIV/0! | #DIV/0! | #DIV/0! | #DIV/0! | 0 | 0 | 0 | 0
1987-09-21 | Sep | 21 | 8:00 | 53.96 | 270 | 708.6614 | 42519.6864 | 0 | 0 | 0.042945 | 4.2882e-08 | 0.077266 | 0.014503 | 0.24 | 0.71067 | 0 | 0.78209 | 0.0019457 | 0 | #DIV/0! | #DIV/0! | #DIV/0! | #DIV/0! | 0 | 0 | 0 | 0
1987-09-21 | Sep | 21 | 9:00 | 57.02 | 240 | 807.0866 | 48425.1984 | 0 | 0 | 0.043193 | 4.3392e-08 | 0.076807 | 0.014583 | 0.24 | 0.71088 | 0 | 0.79108 | 0.0019342 | 0 | #DIV/0! | #DIV/0! | #DIV/0! | #DIV/0! | 0 | 0 | 0 | 0
1987-09-21 | Sep | 21 | 10:00 | 57.92 | 270 | 905.5118 | 54330.7104 | 0 | 0 | 0.043266 | 4.3542e-08 | 0.076672 | 0.014606 | 0.24 | 0.71094 | 0 | 0.79374 | 0.0019308 | 0 | #DIV/0! | #DIV/0! | #DIV/0! | #DIV/0! | 0 | 0 | 0 | 0
1987-09-21 | Sep | 21 | 11:00 | 57.92 | 280 | 905.5118 | 54330.7104 | 0 | 0 | 0.043266 | 4.3542e-08 | 0.076672 | 0.014606 | 0.24 | 0.71094 | 0 | 0.79374 | 0.0019308 | 0 | #DIV/0! | #DIV/0! | #DIV/0! | #DIV/0! | 0 | 0 | 0 | 0
1987-09-21 | Sep | 21 | 12:00 | 57.92 | 270 | 1023.6221 | 61417.3248 | 0 | 0 | 0.043266 | 4.3542e-08 | 0.076672 | 0.014606 | 0.24 | 0.71094 | 0 | 0.79374 | 0.0019308 | 0 | #DIV/0! | #DIV/0! | #DIV/0! | #DIV/0! | 0 | 0 | 0 | 0
1987-09-21 | Sep | 21 | 13:00 | 60.98 | 270 | 905.5118 | 54330.7104 | 0 | 0 | 0.043514 | 4.4052e-08 | 0.076219 | 0.014685 | 0.24 | 0.71114 | 0 | 0.80281 | 0.0019195 | 0 | #DIV/0! | #DIV/0! | #DIV/0! | #DIV/0! | 0 | 0 | 0 | 0
1987-09-21 | Sep | 21 | 14:00 | 59 | 330 | 1023.6221 | 61417.3248 | 0 | 0 | 0.043354 | 4.3722e-08 | 0.07651 | 0.014634 | 0.24 | 0.71101 | 0 | 0.79695 | 0.0019268 | 0 | #DIV/0! | #DIV/0! | #DIV/0! | #DIV/0! | 0 | 0 | 0 | 0
1987-09-21 | Sep | 21 | 15:00 | 60.98 | 320 | 905.5118 | 54330.7104 | 0 | 0 | 0.043514 | 4.4052e-08 | 0.076219 | 0.014685 | 0.24 | 0.71114 | 0 | 0.80281 | 0.0019195 | 0 | #DIV/0! | #DIV/0! | #DIV/0! | #DIV/0! | 0 | 0 | 0 | 0
1987-09-21 | Sep | 21 | 16:00 | 60.08 | 310 | 708.6614 | 42519.6864 | 0 | 0 | 0.043441 | 4.3902e-08 | 0.076348 | 0.014662 | 0.24 | 0.71108 | 0 | 0.80017 | 0.0019228 | 0 | #DIV/0! | #DIV/0! | #DIV/0! | #DIV/0! | 0 | 0 | 0 | 0
1987-09-21 | Sep | 21 | 17:00 | 57.92 | 310 | 708.6614 | 42519.6864 | 0 | 0 | 0.043266 | 4.3542e-08 | 0.076672 | 0.014606 | 0.24 | 0.71094 | 0 | 0.79374 | 0.0019308 | 0 | #DIV/0! | #DIV/0! | #DIV/0! | #DIV/0! | 0 | 0 | 0 | 0
1987-09-21 | Sep | 21 | 18:00 | 57.02 | 310 | 708.6614 | 42519.6864 | 0 | 0 | 0.043193 | 4.3392e-08 | 0.076807 | 0.014583 | 0.24 | 0.71088 | 0 | 0.79108 | 0.0019342 | 0 | #DIV/0! | #DIV/0! | #DIV/0! | #DIV/0! | 0 | 0 | 0 | 0
1987-09-21 | Sep | 21 | 19:00 | 57.02 | 300 | 807.0866 | 48425.1984 | 0 | 0 | 0.043193 | 4.3392e-08 | 0.076807 | 0.014583 | 0.24 | 0.71088 | 0 | 0.79108 | 0.0019342 | 0 | #DIV/0! | #DIV/0! | #DIV/0! | #DIV/0! | 0 | 0 | 0 | 0
1987-09-21 | Sep | 21 | 20:00 | 57.02 | 310 | 807.0866 | 48425.1984 | 0 | 0 | 0.043193 | 4.3392e-08 | 0.076807 | 0.014583 | 0.24 | 0.71088 | 0 | 0.79108 | 0.0019342 | 0 | #DIV/0! | #DIV/0! | #DIV/0! | #DIV/0! | 0 | 0 | 0 | 0
1987-09-21 | Sep | 21 | 21:00 | 55.94 | 310 | 807.0866 | 48425.1984 | 0 | 0 | 0.043106 | 4.3212e-08 | 0.076969 | 0.014554 | 0.24 | 0.71081 | 0 | 0.7879 | 0.0019382 | 0 | #DIV/0! | #DIV/0! | #DIV/0! | #DIV/0! | 0 | 0 | 0 | 0
1987-09-21 | Sep | 21 | 22:00 | 57.02 | 330 | 905.5118 | 54330.7104 | 0 | 0 | 0.043193 | 4.3392e-08 | 0.076807 | 0.014583 | 0.24 | 0.71088 | 0 | 0.79108 | 0.0019342 | 0 | #DIV/0! | #DIV/0! | #DIV/0! | #DIV/0! | 0 | 0 | 0 | 0
1987-09-21 | Sep | 21 | 23:00 | 57.02 | 320 | 905.5118 | 54330.7104 | 0 | 0 | 0.043193 | 4.3392e-08 | 0.076807 | 0.014583 | 0.24 | 0.71088 | 0 | 0.79108 | 0.0019342 | 0 | #DIV/0! | #DIV/0! | #DIV/0! | #DIV/0! | 0 | 0 | 0 | 0
1987-09-21 | Sep | 21 | 24:00 | 57.02 | 340 | 905.5118 | 54330.7104 | 0 | 0 | 0.043193 | 4.3392e-08 | 0.076807 | 0.014583 | 0.24 | 0.71088 | 0 | 0.79108 | 0.0019342 | 0 | #DIV/0! | #DIV/0! | #DIV/0! | #DIV/0! | 0 | 0 | 0 | 0
1987-09-22 | Sep | 22 | 1:00 | 57.02 | 320 | 807.0866 | 48425.1984 | 0 | 0 | 0.043193 | 4.3392e-08 | 0.076807 | 0.014583 | 0.24 | 0.71088 | 0 | 0.79108 | 0.0019342 | 0 | #DIV/0! | #DIV/0! | #DIV/0! | #DIV/0! | 0 | 0 | 0 | 0
1987-09-22 | Sep | 22 | 2:00 | 57.02 | 310 | 905.5118 | 54330.7104 | 0 | 0 | 0.043193 | 4.3392e-08 | 0.076807 | 0.014583 | 0.24 | 0.71088 | 0 | 0.79108 | 0.0019342 | 0 | #DIV/0! | #DIV/0! | #DIV/0! | #DIV/0! | 0 | 0 | 0 | 0
1987-09-22 | Sep | 22 | 3:00 | 55.94 | 310 | 905.5118 | 54330.7104 | 0 | 0 | 0.043106 | 4.3212e-08 | 0.076969 | 0.014554 | 0.24 | 0.71081 | 0 | 0.7879 | 0.0019382 | 0 | #DIV/0! | #DIV/0! | #DIV/0! | #DIV/0! | 0 | 0 | 0 | 0
1987-09-22 | Sep | 22 | 4:00 | 55.94 | 320 | 1023.6221 | 61417.3248 | 0 | 0 | 0.043106 | 4.3212e-08 | 0.076969 | 0.014554 | 0.24 | 0.71081 | 0 | 0.7879 | 0.0019382 | 0 | #DIV/0! | #DIV/0! | #DIV/0! | #DIV/0! | 0 | 0 | 0 | 0
1987-09-22 | Sep | 22 | 5:00 | 55.94 | 320 | 905.5118 | 54330.7104 | 0 | 0 | 0.043106 | 4.3212e-08 | 0.076969 | 0.014554 | 0.24 | 0.71081 | 0 | 0.7879 | 0.0019382 | 0 | #DIV/0! | #DIV/0! | #DIV/0! | #DIV/0! | 0 | 0 | 0 | 0
1987-09-22 | Sep | 22 | 6:00 | 55.94 | 330 | 1122.0473 | 67322.8368 | 0 | 0 | 0.043106 | 4.3212e-08 | 0.076969 | 0.014554 | 0.24 | 0.71081 | 0 | 0.7879 | 0.0019382 | 0 | #DIV/0! | #DIV/0! | #DIV/0! | #DIV/0! | 0 | 0 | 0 | 0
1987-09-22 | Sep | 22 | 7:00 | 57.02 | 330 | 1023.6221 | 61417.3248 | 0 | 0 | 0.043193 | 4.3392e-08 | 0.076807 | 0.014583 | 0.24 | 0.71088 | 0 | 0.79108 | 0.0019342 | 0 | #DIV/0! | #DIV/0! | #DIV/0! | #DIV/0! | 0 | 0 | 0 | 0
1987-09-22 | Sep | 22 | 8:00 | 57.92 | 320 | 1023.6221 | 61417.3248 | 0 | 0 | 0.043266 | 4.3542e-08 | 0.076672 | 0.014606 | 0.24 | 0.71094 | 0 | 0.79374 | 0.0019308 | 0 | #DIV/0! | #DIV/0! | #DIV/0! | #DIV/0! | 0 | 0 | 0 | 0
1987-09-22 | Sep | 22 | 9:00 | 60.08 | 340 | 1023.6221 | 61417.3248 | 0 | 0 | 0.043441 | 4.3902e-08 | 0.076348 | 0.014662 | 0.24 | 0.71108 | 0 | 0.80017 | 0.0019228 | 0 | #DIV/0! | #DIV/0! | #DIV/0! | #DIV/0! | 0 | 0 | 0 | 0
1987-09-22 | Sep | 22 | 10:00 | 62.06 | 340 | 1220.4725 | 73228.3488 | 0 | 0 | 0.043602 | 4.4232e-08 | 0.076063 | 0.014714 | 0.24 | 0.71121 | 0 | 0.80599 | 0.0019155 | 0 | #DIV/0! | #DIV/0! | #DIV/0! | #DIV/0! | 0 | 0 | 0 | 0
1987-09-22 | Sep | 22 | 11:00 | 66.92 | 30 | 1023.6221 | 61417.3248 | 0 | 0 | 0.043996 | 4.5042e-08 | 0.075364 | 0.01484 | 0.24 | 0.71153 | 0 | 0.82046 | 0.0018978 | 0 | #DIV/0! | #DIV/0! | #DIV/0! | #DIV/0! | 0 | 0 | 0 | 0
1987-09-22 | Sep | 22 | 12:00 | 66.02 | 350 | 1122.0473 | 67322.8368 | 0 | 0 | 0.043923 | 4.4892e-08 | 0.075493 | 0.014817 | 0.24 | 0.71147 | 0 | 0.81776 | 0.0019011 | 0 | #DIV/0! | #DIV/0! | #DIV/0! | #DIV/0! | 0 | 0 | 0 | 0
1987-09-22 | Sep | 22 | 13:00 | 66.02 | 30 | 1023.6221 | 61417.3248 | 0 | 0 | 0.043923 | 4.4892e-08 | 0.075493 | 0.014817 | 0.24 | 0.71147 | 0 | 0.81776 | 0.0019011 | 0 | #DIV/0! | #DIV/0! | #DIV/0! | #DIV/0! | 0 | 0 | 0 | 0
1987-09-22 | Sep | 22 | 14:00 | 69.98 | 40 | 1023.6221 | 61417.3248 | 0 | 0 | 0.044244 | 4.5552e-08 | 0.074923 | 0.014919 | 0.24 | 0.71173 | 0 | 0.82971 | 0.0018869 | 0 | #DIV/0! | #DIV/0! | #DIV/0! | #DIV/0! | 0 | 0 | 0 | 0
1987-09-22 | Sep | 22 | 15:00 | 62.06 | 20 | 511.811 | 30708.6624 | 0 | 0 | 0.043602 | 4.4232e-08 | 0.076063 | 0.014714 | 0.24 | 0.71121 | 0 | 0.80599 | 0.0019155 | 0 | #DIV/0! | #DIV/0! | #DIV/0! | #DIV/0! | 0 | 0 | 0 | 0
1987-09-22 | Sep | 22 | 16:00 | 62.96 | 30 | 708.6614 | 42519.6864 | 0 | 0 | 0.043675 | 4.4382e-08 | 0.075934 | 0.014737 | 0.24 | 0.71127 | 0 | 0.80865 | 0.0019122 | 0 | #DIV/0! | #DIV/0! | #DIV/0! | #DIV/0! | 0 | 0 | 0 | 0
1987-09-22 | Sep | 22 | 17:00 | 62.96 | 40 | 610.2362 | 36614.1744 | 0 | 0 | 0.043675 | 4.4382e-08 | 0.075934 | 0.014737 | 0.24 | 0.71127 | 0 | 0.80865 | 0.0019122 | 0 | #DIV/0! | #DIV/0! | #DIV/0! | #DIV/0! | 0 | 0 | 0 | 0
1987-09-22 | Sep | 22 | 18:00 | 60.08 | 330 | 413.3858 | 24803.1504 | 0 | 0 | 0.043441 | 4.3902e-08 | 0.076348 | 0.014662 | 0.24 | 0.71108 | 0 | 0.80017 | 0.0019228 | 0 | #DIV/0! | #DIV/0! | #DIV/0! | #DIV/0! | 0 | 0 | 0 | 0
1987-09-22 | Sep | 22 | 19:00 | 55.94 | 270 | 413.3858 | 24803.1504 | 0 | 0 | 0.043106 | 4.3212e-08 | 0.076969 | 0.014554 | 0.24 | 0.71081 | 0 | 0.7879 | 0.0019382 | 0 | #DIV/0! | #DIV/0! | #DIV/0! | #DIV/0! | 0 | 0 | 0 | 0
1987-09-22 | Sep | 22 | 20:00 | 55.04 | 260 | 610.2362 | 36614.1744 | 0 | 0 | 0.043033 | 4.3062e-08 | 0.077104 | 0.014531 | 0.24 | 0.71074 | 0 | 0.78525 | 0.0019416 | 0 | #DIV/0! | #DIV/0! | #DIV/0! | #DIV/0! | 0 | 0 | 0 | 0
1987-09-22 | Sep | 22 | 21:00 | 53.96 | 280 | 511.811 | 30708.6624 | 0 | 0 | 0.042945 | 4.2882e-08 | 0.077266 | 0.014503 | 0.24 | 0.71067 | 0 | 0.78209 | 0.0019457 | 0 | #DIV/0! | #DIV/0! | #DIV/0! | #DIV/0! | 0 | 0 | 0 | 0
1987-09-22 | Sep | 22 | 22:00 | 53.06 | 270 | 610.2362 | 36614.1744 | 0 | 0 | 0.042872 | 4.2732e-08 | 0.077401 | 0.01448 | 0.24 | 0.71061 | 0 | 0.77947 | 0.0019491 | 0 | #DIV/0! | #DIV/0! | #DIV/0! | #DIV/0! | 0 | 0 | 0 | 0
1987-09-22 | Sep | 22 | 23:00 | 51.98 | 280 | 610.2362 | 36614.1744 | 0 | 0 | 0.042785 | 4.2552e-08 | 0.077563 | 0.014451 | 0.24 | 0.71054 | 0 | 0.77633 | 0.0019532 | 0 | #DIV/0! | #DIV/0! | #DIV/0! | #DIV/0! | 0 | 0 | 0 | 0
1987-09-22 | Sep | 22 | 24:00 | 53.06 | 280 | 610.2362 | 36614.1744 | 0 | 0 | 0.042872 | 4.2732e-08 | 0.077401 | 0.01448 | 0.24 | 0.71061 | 0 | 0.77947 | 0.0019491 | 0 | #DIV/0! | #DIV/0! | #DIV/0! | #DIV/0! | 0 | 0 | 0 | 0
1987-09-23 | Sep | 23 | 1:00 | 53.06 | 280 | 610.2362 | 36614.1744 | 0 | 0 | 0.042872 | 4.2732e-08 | 0.077401 | 0.01448 | 0.24 | 0.71061 | 0 | 0.77947 | 0.0019491 | 0 | #DIV/0! | #DIV/0! | #DIV/0! | #DIV/0! | 0 | 0 | 0 | 0
1987-09-23 | Sep | 23 | 2:00 | 51.98 | 280 | 511.811 | 30708.6624 | 0 | 0 | 0.042785 | 4.2552e-08 | 0.077563 | 0.014451 | 0.24 | 0.71054 | 0 | 0.77633 | 0.0019532 | 0 | #DIV/0! | #DIV/0! | #DIV/0! | #DIV/0! | 0 | 0 | 0 | 0
1987-09-23 | Sep | 23 | 3:00 | 51.08 | 270 | 610.2362 | 36614.1744 | 0 | 0 | 0.042712 | 4.2402e-08 | 0.077698 | 0.014428 | 0.24 | 0.71048 | 0 | 0.77373 | 0.0019566 | 0 | #DIV/0! | #DIV/0! | #DIV/0! | #DIV/0! | 0 | 0 | 0 | 0
1987-09-23 | Sep | 23 | 4:00 | 50 | 270 | 610.2362 | 36614.1744 | 0 | 0 | 0.042624 | 4.2222e-08 | 0.07786 | 0.0144 | 0.24 | 0.7104 | 0 | 0.77061 | 0.0019608 | 0 | #DIV/0! | #DIV/0! | #DIV/0! | #DIV/0! | 0 | 0 | 0 | 0
1987-09-23 | Sep | 23 | 5:00 | 50 | 270 | 610.2362 | 36614.1744 | 0 | 0 | 0.042624 | 4.2222e-08 | 0.07786 | 0.0144 | 0.24 | 0.7104 | 0 | 0.77061 | 0.0019608 | 0 | #DIV/0! | #DIV/0! | #DIV/0! | #DIV/0! | 0 | 0 | 0 | 0
1987-09-23 | Sep | 23 | 6:00 | 50 | 260 | 610.2362 | 36614.1744 | 0 | 0 | 0.042624 | 4.2222e-08 | 0.07786 | 0.0144 | 0.24 | 0.7104 | 0 | 0.77061 | 0.0019608 | 0 | #DIV/0! | #DIV/0! | #DIV/0! | #DIV/0! | 0 | 0 | 0 | 0
1987-09-23 | Sep | 23 | 7:00 | 53.96 | 250 | 708.6614 | 42519.6864 | 0 | 0 | 0.042945 | 4.2882e-08 | 0.077266 | 0.014503 | 0.24 | 0.71067 | 0 | 0.78209 | 0.0019457 | 0 | #DIV/0! | #DIV/0! | #DIV/0! | #DIV/0! | 0 | 0 | 0 | 0
1987-09-23 | Sep | 23 | 8:00 | 60.08 | 270 | 708.6614 | 42519.6864 | 0 | 0 | 0.043441 | 4.3902e-08 | 0.076348 | 0.014662 | 0.24 | 0.71108 | 0 | 0.80017 | 0.0019228 | 0 | #DIV/0! | #DIV/0! | #DIV/0! | #DIV/0! | 0 | 0 | 0 | 0
1987-09-23 | Sep | 23 | 9:00 | 64.04 | 270 | 708.6614 | 42519.6864 | 0 | 0 | 0.043762 | 4.4562e-08 | 0.075778 | 0.014765 | 0.24 | 0.71134 | 0 | 0.81186 | 0.0019083 | 0 | #DIV/0! | #DIV/0! | #DIV/0! | #DIV/0! | 0 | 0 | 0 | 0
1987-09-23 | Sep | 23 | 10:00 | 66.92 | 280 | 905.5118 | 54330.7104 | 0 | 0 | 0.043996 | 4.5042e-08 | 0.075364 | 0.01484 | 0.24 | 0.71153 | 0 | 0.82046 | 0.0018978 | 0 | #DIV/0! | #DIV/0! | #DIV/0! | #DIV/0! | 0 | 0 | 0 | 0
1987-09-23 | Sep | 23 | 11:00 | 69.98 | 280 | 1122.0473 | 67322.8368 | 0 | 0 | 0.044244 | 4.5552e-08 | 0.074923 | 0.014919 | 0.24 | 0.71173 | 0 | 0.82971 | 0.0018869 | 0 | #DIV/0! | #DIV/0! | #DIV/0! | #DIV/0! | 0 | 0 | 0 | 0
1987-09-23 | Sep | 23 | 12:00 | 71.96 | 300 | 1220.4725 | 73228.3488 | 0 | 0 | 0.044336 | 4.5828e-08 | 0.074648 | 0.014971 | 0.24 | 0.71076 | 0 | 0.83565 | 0.0018798 | 0 | #DIV/0! | #DIV/0! | #DIV/0! | #DIV/0! | 0 | 0 | 0 | 0
1987-09-23 | Sep | 23 | 13:00 | 71.96 | 280 | 1417.3229 | 85039.3728 | 0 | 0 | 0.044336 | 4.5828e-08 | 0.074648 | 0.014971 | 0.24 | 0.71076 | 0 | 0.83565 | 0.0018798 | 0 | #DIV/0! | #DIV/0! | #DIV/0! | #DIV/0! | 0 | 0 | 0 | 0
1987-09-23 | Sep | 23 | 14:00 | 73.94 | 280 | 1318.8977 | 79133.8608 | 0 | 0 | 0.044428 | 4.6103e-08 | 0.074372 | 0.015022 | 0.24 | 0.70979 | 0 | 0.84162 | 0.0018729 | 0 | #DIV/0! | #DIV/0! | #DIV/0! | #DIV/0! | 0 | 0 | 0 | 0
1987-09-23 | Sep | 23 | 15:00 | 75.92 | 270 | 1318.8977 | 79133.8608 | 0 | 0 | 0.04452 | 4.6378e-08 | 0.074097 | 0.015074 | 0.24 | 0.70883 | 0 | 0.84764 | 0.001866 | 0 | #DIV/0! | #DIV/0! | #DIV/0! | #DIV/0! | 0 | 0 | 0 | 0
1987-09-23 | Sep | 23 | 16:00 | 75.02 | 270 | 1318.8977 | 79133.8608 | 0 | 0 | 0.044478 | 4.6253e-08 | 0.074222 | 0.015051 | 0.24 | 0.70926 | 0 | 0.8449 | 0.0018691 | 0 | #DIV/0! | #DIV/0! | #DIV/0! | #DIV/0! | 0 | 0 | 0 | 0
1987-09-23 | Sep | 23 | 17:00 | 71.96 | 270 | 1220.4725 | 73228.3488 | 0 | 0 | 0.044336 | 4.5828e-08 | 0.074648 | 0.014971 | 0.24 | 0.71076 | 0 | 0.83565 | 0.0018798 | 0 | #DIV/0! | #DIV/0! | #DIV/0! | #DIV/0! | 0 | 0 | 0 | 0
1987-09-23 | Sep | 23 | 18:00 | 71.96 | 270 | 610.2362 | 36614.1744 | 0 | 0 | 0.044336 | 4.5828e-08 | 0.074648 | 0.014971 | 0.24 | 0.71076 | 0 | 0.83565 | 0.0018798 | 0 | #DIV/0! | #DIV/0! | #DIV/0! | #DIV/0! | 0 | 0 | 0 | 0
1987-09-23 | Sep | 23 | 19:00 | 68 | 280 | 511.811 | 30708.6624 | 0 | 0 | 0.044084 | 4.5222e-08 | 0.075208 | 0.014868 | 0.24 | 0.7116 | 0 | 0.82372 | 0.0018939 | 0 | #DIV/0! | #DIV/0! | #DIV/0! | #DIV/0! | 0 | 0 | 0 | 0
1987-09-23 | Sep | 23 | 20:00 | 66.92 | 230 | 413.3858 | 24803.1504 | 0 | 0 | 0.043996 | 4.5042e-08 | 0.075364 | 0.01484 | 0.24 | 0.71153 | 0 | 0.82046 | 0.0018978 | 0 | #DIV/0! | #DIV/0! | #DIV/0! | #DIV/0! | 0 | 0 | 0 | 0
1987-09-23 | Sep | 23 | 21:00 | 60.08 | 230 | 413.3858 | 24803.1504 | 0 | 0 | 0.043441 | 4.3902e-08 | 0.076348 | 0.014662 | 0.24 | 0.71108 | 0 | 0.80017 | 0.0019228 | 0 | #DIV/0! | #DIV/0! | #DIV/0! | #DIV/0! | 0 | 0 | 0 | 0
1987-09-23 | Sep | 23 | 22:00 | 57.92 | 270 | 610.2362 | 36614.1744 | 0 | 0 | 0.043266 | 4.3542e-08 | 0.076672 | 0.014606 | 0.24 | 0.71094 | 0 | 0.79374 | 0.0019308 | 0 | #DIV/0! | #DIV/0! | #DIV/0! | #DIV/0! | 0 | 0 | 0 | 0
1987-09-23 | Sep | 23 | 23:00 | 59 | 250 | 708.6614 | 42519.6864 | 0 | 0 | 0.043354 | 4.3722e-08 | 0.07651 | 0.014634 | 0.24 | 0.71101 | 0 | 0.79695 | 0.0019268 | 0 | #DIV/0! | #DIV/0! | #DIV/0! | #DIV/0! | 0 | 0 | 0 | 0
1987-09-23 | Sep | 23 | 24:00 | 57.92 | 260 | 807.0866 | 48425.1984 | 0 | 0 | 0.043266 | 4.3542e-08 | 0.076672 | 0.014606 | 0.24 | 0.71094 | 0 | 0.79374 | 0.0019308 | 0 | #DIV/0! | #DIV/0! | #DIV/0! | #DIV/0! | 0 | 0 | 0 | 0
1987-09-24 | Sep | 24 | 1:00 | 57.02 | 270 | 708.6614 | 42519.6864 | 0 | 0 | 0.043193 | 4.3392e-08 | 0.076807 | 0.014583 | 0.24 | 0.71088 | 0 | 0.79108 | 0.0019342 | 0 | #DIV/0! | #DIV/0! | #DIV/0! | #DIV/0! | 0 | 0 | 0 | 0
1987-09-24 | Sep | 24 | 2:00 | 55.94 | 260 | 807.0866 | 48425.1984 | 0 | 0 | 0.043106 | 4.3212e-08 | 0.076969 | 0.014554 | 0.24 | 0.71081 | 0 | 0.7879 | 0.0019382 | 0 | #DIV/0! | #DIV/0! | #DIV/0! | #DIV/0! | 0 | 0 | 0 | 0
1987-09-24 | Sep | 24 | 3:00 | 53.96 | 250 | 610.2362 | 36614.1744 | 0 | 0 | 0.042945 | 4.2882e-08 | 0.077266 | 0.014503 | 0.24 | 0.71067 | 0 | 0.78209 | 0.0019457 | 0 | #DIV/0! | #DIV/0! | #DIV/0! | #DIV/0! | 0 | 0 | 0 | 0
1987-09-24 | Sep | 24 | 4:00 | 51.98 | 350 | 295.2756 | 17716.536 | 0 | 0 | 0.042785 | 4.2552e-08 | 0.077563 | 0.014451 | 0.24 | 0.71054 | 0 | 0.77633 | 0.0019532 | 0 | #DIV/0! | #DIV/0! | #DIV/0! | #DIV/0! | 0 | 0 | 0 | 0
1987-09-24 | Sep | 24 | 5:00 | 51.08 | 340 | 610.2362 | 36614.1744 | 0 | 0 | 0.042712 | 4.2402e-08 | 0.077698 | 0.014428 | 0.24 | 0.71048 | 0 | 0.77373 | 0.0019566 | 0 | #DIV/0! | #DIV/0! | #DIV/0! | #DIV/0! | 0 | 0 | 0 | 0
1987-09-24 | Sep | 24 | 6:00 | 50 | 250 | 413.3858 | 24803.1504 | 0 | 0 | 0.042624 | 4.2222e-08 | 0.07786 | 0.0144 | 0.24 | 0.7104 | 0 | 0.77061 | 0.0019608 | 0 | #DIV/0! | #DIV/0! | #DIV/0! | #DIV/0! | 0 | 0 | 0 | 0
1987-09-24 | Sep | 24 | 7:00 | 57.02 | 320 | 511.811 | 30708.6624 | 0 | 0 | 0.043193 | 4.3392e-08 | 0.076807 | 0.014583 | 0.24 | 0.71088 | 0 | 0.79108 | 0.0019342 | 0 | #DIV/0! | #DIV/0! | #DIV/0! | #DIV/0! | 0 | 0 | 0 | 0
1987-09-24 | Sep | 24 | 8:00 | 62.96 | 10 | 413.3858 | 24803.1504 | 0 | 0 | 0.043675 | 4.4382e-08 | 0.075934 | 0.014737 | 0.24 | 0.71127 | 0 | 0.80865 | 0.0019122 | 0 | #DIV/0! | #DIV/0! | #DIV/0! | #DIV/0! | 0 | 0 | 0 | 0
1987-09-24 | Sep | 24 | 9:00 | 64.04 | 40 | 708.6614 | 42519.6864 | 0 | 0 | 0.043762 | 4.4562e-08 | 0.075778 | 0.014765 | 0.24 | 0.71134 | 0 | 0.81186 | 0.0019083 | 0 | #DIV/0! | #DIV/0! | #DIV/0! | #DIV/0! | 0 | 0 | 0 | 0
1987-09-24 | Sep | 24 | 10:00 | 66.92 | 40 | 1318.8977 | 79133.8608 | 0 | 0 | 0.043996 | 4.5042e-08 | 0.075364 | 0.01484 | 0.24 | 0.71153 | 0 | 0.82046 | 0.0018978 | 0 | #DIV/0! | #DIV/0! | #DIV/0! | #DIV/0! | 0 | 0 | 0 | 0
1987-09-24 | Sep | 24 | 11:00 | 66.92 | 30 | 1417.3229 | 85039.3728 | 0 | 0 | 0.043996 | 4.5042e-08 | 0.075364 | 0.01484 | 0.24 | 0.71153 | 0 | 0.82046 | 0.0018978 | 0 | #DIV/0! | #DIV/0! | #DIV/0! | #DIV/0! | 0 | 0 | 0 | 0
1987-09-24 | Sep | 24 | 12:00 | 66.02 | 20 | 1318.8977 | 79133.8608 | 0 | 0 | 0.043923 | 4.4892e-08 | 0.075493 | 0.014817 | 0.24 | 0.71147 | 0 | 0.81776 | 0.0019011 | 0 | #DIV/0! | #DIV/0! | #DIV/0! | #DIV/0! | 0 | 0 | 0 | 0
1987-09-24 | Sep | 24 | 13:00 | 69.08 | 50 | 1614.1733 | 96850.3968 | 0 | 0 | 0.044171 | 4.5402e-08 | 0.075052 | 0.014896 | 0.24 | 0.71167 | 0 | 0.82698 | 0.0018901 | 0 | #DIV/0! | #DIV/0! | #DIV/0! | #DIV/0! | 0 | 0 | 0 | 0
1987-09-24 | Sep | 24 | 14:00 | 66.92 | 50 | 1220.4725 | 73228.3488 | 0 | 0 | 0.043996 | 4.5042e-08 | 0.075364 | 0.01484 | 0.24 | 0.71153 | 0 | 0.82046 | 0.0018978 | 0 | #DIV/0! | #DIV/0! | #DIV/0! | #DIV/0! | 0 | 0 | 0 | 0
1987-09-24 | Sep | 24 | 15:00 | 66.92 | 50 | 1515.7481 | 90944.8848 | 0 | 0 | 0.043996 | 4.5042e-08 | 0.075364 | 0.01484 | 0.24 | 0.71153 | 0 | 0.82046 | 0.0018978 | 0 | #DIV/0! | #DIV/0! | #DIV/0! | #DIV/0! | 0 | 0 | 0 | 0
1987-09-24 | Sep | 24 | 16:00 | 64.94 | 10 | 1318.8977 | 79133.8608 | 0 | 0 | 0.043835 | 4.4712e-08 | 0.075649 | 0.014788 | 0.24 | 0.7114 | 0 | 0.81454 | 0.001905 | 0 | #DIV/0! | #DIV/0! | #DIV/0! | #DIV/0! | 0 | 0 | 0 | 0
1987-09-24 | Sep | 24 | 17:00 | 62.96 | 40 | 1318.8977 | 79133.8608 | 0 | 0 | 0.043675 | 4.4382e-08 | 0.075934 | 0.014737 | 0.24 | 0.71127 | 0 | 0.80865 | 0.0019122 | 0 | #DIV/0! | #DIV/0! | #DIV/0! | #DIV/0! | 0 | 0 | 0 | 0
1987-09-24 | Sep | 24 | 18:00 | 57.92 | 50 | 1023.6221 | 61417.3248 | 0 | 0 | 0.043266 | 4.3542e-08 | 0.076672 | 0.014606 | 0.24 | 0.71094 | 0 | 0.79374 | 0.0019308 | 0 | #DIV/0! | #DIV/0! | #DIV/0! | #DIV/0! | 0 | 0 | 0 | 0
1987-09-24 | Sep | 24 | 19:00 | 55.04 | 10 | 807.0866 | 48425.1984 | 0 | 0 | 0.043033 | 4.3062e-08 | 0.077104 | 0.014531 | 0.24 | 0.71074 | 0 | 0.78525 | 0.0019416 | 0 | #DIV/0! | #DIV/0! | #DIV/0! | #DIV/0! | 0 | 0 | 0 | 0
1987-09-24 | Sep | 24 | 20:00 | 53.96 | 10 | 905.5118 | 54330.7104 | 0 | 0 | 0.042945 | 4.2882e-08 | 0.077266 | 0.014503 | 0.24 | 0.71067 | 0 | 0.78209 | 0.0019457 | 0 | #DIV/0! | #DIV/0! | #DIV/0! | #DIV/0! | 0 | 0 | 0 | 0
1987-09-24 | Sep | 24 | 21:00 | 51.08 | 360 | 708.6614 | 42519.6864 | 0 | 0 | 0.042712 | 4.2402e-08 | 0.077698 | 0.014428 | 0.24 | 0.71048 | 0 | 0.77373 | 0.0019566 | 0 | #DIV/0! | #DIV/0! | #DIV/0! | #DIV/0! | 0 | 0 | 0 | 0
1987-09-24 | Sep | 24 | 22:00 | 51.08 | 350 | 610.2362 | 36614.1744 | 0 | 0 | 0.042712 | 4.2402e-08 | 0.077698 | 0.014428 | 0.24 | 0.71048 | 0 | 0.77373 | 0.0019566 | 0 | #DIV/0! | #DIV/0! | #DIV/0! | #DIV/0! | 0 | 0 | 0 | 0
1987-09-24 | Sep | 24 | 23:00 | 50 | 360 | 610.2362 | 36614.1744 | 0 | 0 | 0.042624 | 4.2222e-08 | 0.07786 | 0.0144 | 0.24 | 0.7104 | 0 | 0.77061 | 0.0019608 | 0 | #DIV/0! | #DIV/0! | #DIV/0! | #DIV/0! | 0 | 0 | 0 | 0
1987-09-24 | Sep | 24 | 24:00 | 48.02 | 360 | 511.811 | 30708.6624 | 0 | 0 | 0.042441 | 4.1892e-08 | 0.078169 | 0.014349 | 0.24 | 0.70988 | 0 | 0.76482 | 0.0019684 | 0 | #DIV/0! | #DIV/0! | #DIV/0! | #DIV/0! | 0 | 0 | 0 | 0
1987-09-25 | Sep | 25 | 1:00 | 48.02 | 350 | 511.811 | 30708.6624 | 0 | 0 | 0.042441 | 4.1892e-08 | 0.078169 | 0.014349 | 0.24 | 0.70988 | 0 | 0.76482 | 0.0019684 | 0 | #DIV/0! | #DIV/0! | #DIV/0! | #DIV/0! | 0 | 0 | 0 | 0
1987-09-25 | Sep | 25 | 2:00 | 48.02 | 340 | 413.3858 | 24803.1504 | 0 | 0 | 0.042441 | 4.1892e-08 | 0.078169 | 0.014349 | 0.24 | 0.70988 | 0 | 0.76482 | 0.0019684 | 0 | #DIV/0! | #DIV/0! | #DIV/0! | #DIV/0! | 0 | 0 | 0 | 0
1987-09-25 | Sep | 25 | 3:00 | 46.94 | 340 | 511.811 | 30708.6624 | 0 | 0 | 0.042341 | 4.1712e-08 | 0.078337 | 0.01432 | 0.24 | 0.7096 | 0 | 0.76169 | 0.0019726 | 0 | #DIV/0! | #DIV/0! | #DIV/0! | #DIV/0! | 0 | 0 | 0 | 0
1987-09-25 | Sep | 25 | 4:00 | 44.96 | 320 | 511.811 | 30708.6624 | 0 | 0 | 0.042157 | 4.1382e-08 | 0.078646 | 0.014269 | 0.24 | 0.70907 | 0 | 0.75597 | 0.0019804 | 0 | #DIV/0! | #DIV/0! | #DIV/0! | #DIV/0! | 0 | 0 | 0 | 0
1987-09-25 | Sep | 25 | 5:00 | 44.96 | 320 | 413.3858 | 24803.1504 | 0 | 0 | 0.042157 | 4.1382e-08 | 0.078646 | 0.014269 | 0.24 | 0.70907 | 0 | 0.75597 | 0.0019804 | 0 | #DIV/0! | #DIV/0! | #DIV/0! | #DIV/0! | 0 | 0 | 0 | 0
1987-09-25 | Sep | 25 | 6:00 | 44.06 | 320 | 295.2756 | 17716.536 | 0 | 0 | 0.042074 | 4.1232e-08 | 0.078787 | 0.014246 | 0.24 | 0.70883 | 0 | 0.75338 | 0.0019839 | 0 | #DIV/0! | #DIV/0! | #DIV/0! | #DIV/0! | 0 | 0 | 0 | 0
1987-09-25 | Sep | 25 | 7:00 | 46.94 | 260 | 295.2756 | 17716.536 | 0 | 0 | 0.042341 | 4.1712e-08 | 0.078337 | 0.01432 | 0.24 | 0.7096 | 0 | 0.76169 | 0.0019726 | 0 | #DIV/0! | #DIV/0! | #DIV/0! | #DIV/0! | 0 | 0 | 0 | 0
1987-09-25 | Sep | 25 | 8:00 | 53.96 | 170 | 413.3858 | 24803.1504 | 0 | 0 | 0.042945 | 4.2882e-08 | 0.077266 | 0.014503 | 0.24 | 0.71067 | 0 | 0.78209 | 0.0019457 | 0 | #DIV/0! | #DIV/0! | #DIV/0! | #DIV/0! | 0 | 0 | 0 | 0
1987-09-25 | Sep | 25 | 9:00 | 60.98 | 200 | 413.3858 | 24803.1504 | 0 | 0 | 0.043514 | 4.4052e-08 | 0.076219 | 0.014685 | 0.24 | 0.71114 | 0 | 0.80281 | 0.0019195 | 0 | #DIV/0! | #DIV/0! | #DIV/0! | #DIV/0! | 0 | 0 | 0 | 0
1987-09-25 | Sep | 25 | 10:00 | 62.96 | 170 | 610.2362 | 36614.1744 | 0 | 0 | 0.043675 | 4.4382e-08 | 0.075934 | 0.014737 | 0.24 | 0.71127 | 0 | 0.80865 | 0.0019122 | 0 | #DIV/0! | #DIV/0! | #DIV/0! | #DIV/0! | 0 | 0 | 0 | 0
1987-09-25 | Sep | 25 | 11:00 | 64.04 | 170 | 511.811 | 30708.6624 | 0 | 0 | 0.043762 | 4.4562e-08 | 0.075778 | 0.014765 | 0.24 | 0.71134 | 0 | 0.81186 | 0.0019083 | 0 | #DIV/0! | #DIV/0! | #DIV/0! | #DIV/0! | 0 | 0 | 0 | 0
1987-09-25 | Sep | 25 | 12:00 | 66.02 | 300 | 610.2362 | 36614.1744 | 0 | 0 | 0.043923 | 4.4892e-08 | 0.075493 | 0.014817 | 0.24 | 0.71147 | 0 | 0.81776 | 0.0019011 | 0 | #DIV/0! | #DIV/0! | #DIV/0! | #DIV/0! | 0 | 0 | 0 | 0
1987-09-25 | Sep | 25 | 13:00 | 68 | 220 | 708.6614 | 42519.6864 | 0 | 0 | 0.044084 | 4.5222e-08 | 0.075208 | 0.014868 | 0.24 | 0.7116 | 0 | 0.82372 | 0.0018939 | 0 | #DIV/0! | #DIV/0! | #DIV/0! | #DIV/0! | 0 | 0 | 0 | 0
1987-09-25 | Sep | 25 | 14:00 | 69.08 | 270 | 610.2362 | 36614.1744 | 0 | 0 | 0.044171 | 4.5402e-08 | 0.075052 | 0.014896 | 0.24 | 0.71167 | 0 | 0.82698 | 0.0018901 | 0 | #DIV/0! | #DIV/0! | #DIV/0! | #DIV/0! | 0 | 0 | 0 | 0
1987-09-25 | Sep | 25 | 15:00 | 69.08 | 320 | 511.811 | 30708.6624 | 0 | 0 | 0.044171 | 4.5402e-08 | 0.075052 | 0.014896 | 0.24 | 0.71167 | 0 | 0.82698 | 0.0018901 | 0 | #DIV/0! | #DIV/0! | #DIV/0! | #DIV/0! | 0 | 0 | 0 | 0
1987-09-25 | Sep | 25 | 16:00 | 69.08 | 240 | 610.2362 | 36614.1744 | 0 | 0 | 0.044171 | 4.5402e-08 | 0.075052 | 0.014896 | 0.24 | 0.71167 | 0 | 0.82698 | 0.0018901 | 0 | #DIV/0! | #DIV/0! | #DIV/0! | #DIV/0! | 0 | 0 | 0 | 0
1987-09-25 | Sep | 25 | 17:00 | 66.92 | 230 | 511.811 | 30708.6624 | 0 | 0 | 0.043996 | 4.5042e-08 | 0.075364 | 0.01484 | 0.24 | 0.71153 | 0 | 0.82046 | 0.0018978 | 0 | #DIV/0! | #DIV/0! | #DIV/0! | #DIV/0! | 0 | 0 | 0 | 0
1987-09-25 | Sep | 25 | 18:00 | 60.08 | 0 | 0 | 0 | 0 | 0 | 0.043441 | 4.3902e-08 | 0.076348 | 0.014662 | 0.24 | 0.71108 | 0 | 0.80017 | 0.0019228 | 0 | #DIV/0! | #DIV/0! | #DIV/0! | #DIV/0! | 0 | 0 | 0 | 0
1987-09-25 | Sep | 25 | 19:00 | 53.96 | 220 | 413.3858 | 24803.1504 | 0 | 0 | 0.042945 | 4.2882e-08 | 0.077266 | 0.014503 | 0.24 | 0.71067 | 0 | 0.78209 | 0.0019457 | 0 | #DIV/0! | #DIV/0! | #DIV/0! | #DIV/0! | 0 | 0 | 0 | 0
1987-09-25 | Sep | 25 | 20:00 | 53.96 | 210 | 511.811 | 30708.6624 | 0 | 0 | 0.042945 | 4.2882e-08 | 0.077266 | 0.014503 | 0.24 | 0.71067 | 0 | 0.78209 | 0.0019457 | 0 | #DIV/0! | #DIV/0! | #DIV/0! | #DIV/0! | 0 | 0 | 0 | 0
1987-09-25 | Sep | 25 | 21:00 | 51.08 | 230 | 511.811 | 30708.6624 | 0 | 0 | 0.042712 | 4.2402e-08 | 0.077698 | 0.014428 | 0.24 | 0.71048 | 0 | 0.77373 | 0.0019566 | 0 | #DIV/0! | #DIV/0! | #DIV/0! | #DIV/0! | 0 | 0 | 0 | 0
1987-09-25 | Sep | 25 | 22:00 | 51.98 | 230 | 610.2362 | 36614.1744 | 0 | 0 | 0.042785 | 4.2552e-08 | 0.077563 | 0.014451 | 0.24 | 0.71054 | 0 | 0.77633 | 0.0019532 | 0 | #DIV/0! | #DIV/0! | #DIV/0! | #DIV/0! | 0 | 0 | 0 | 0
1987-09-25 | Sep | 25 | 23:00 | 50 | 220 | 610.2362 | 36614.1744 | 0 | 0 | 0.042624 | 4.2222e-08 | 0.07786 | 0.0144 | 0.24 | 0.7104 | 0 | 0.77061 | 0.0019608 | 0 | #DIV/0! | #DIV/0! | #DIV/0! | #DIV/0! | 0 | 0 | 0 | 0
1987-09-25 | Sep | 25 | 24:00 | 50 | 180 | 413.3858 | 24803.1504 | 0 | 0 | 0.042624 | 4.2222e-08 | 0.07786 | 0.0144 | 0.24 | 0.7104 | 0 | 0.77061 | 0.0019608 | 0 | #DIV/0! | #DIV/0! | #DIV/0! | #DIV/0! | 0 | 0 | 0 | 0
1987-09-26 | Sep | 26 | 1:00 | 48.02 | 180 | 295.2756 | 17716.536 | 0 | 0 | 0.042441 | 4.1892e-08 | 0.078169 | 0.014349 | 0.24 | 0.70988 | 0 | 0.76482 | 0.0019684 | 0 | #DIV/0! | #DIV/0! | #DIV/0! | #DIV/0! | 0 | 0 | 0 | 0
1987-09-26 | Sep | 26 | 2:00 | 46.94 | 0 | 0 | 0 | 0 | 0 | 0.042341 | 4.1712e-08 | 0.078337 | 0.01432 | 0.24 | 0.7096 | 0 | 0.76169 | 0.0019726 | 0 | #DIV/0! | #DIV/0! | #DIV/0! | #DIV/0! | 0 | 0 | 0 | 0
1987-09-26 | Sep | 26 | 3:00 | 46.04 | 200 | 295.2756 | 17716.536 | 0 | 0 | 0.042257 | 4.1562e-08 | 0.078478 | 0.014297 | 0.24 | 0.70936 | 0 | 0.75908 | 0.0019761 | 0 | #DIV/0! | #DIV/0! | #DIV/0! | #DIV/0! | 0 | 0 | 0 | 0
1987-09-26 | Sep | 26 | 4:00 | 46.94 | 180 | 413.3858 | 24803.1504 | 0 | 0 | 0.042341 | 4.1712e-08 | 0.078337 | 0.01432 | 0.24 | 0.7096 | 0 | 0.76169 | 0.0019726 | 0 | #DIV/0! | #DIV/0! | #DIV/0! | #DIV/0! | 0 | 0 | 0 | 0
1987-09-26 | Sep | 26 | 5:00 | 46.94 | 180 | 413.3858 | 24803.1504 | 0 | 0 | 0.042341 | 4.1712e-08 | 0.078337 | 0.01432 | 0.24 | 0.7096 | 0 | 0.76169 | 0.0019726 | 0 | #DIV/0! | #DIV/0! | #DIV/0! | #DIV/0! | 0 | 0 | 0 | 0
1987-09-26 | Sep | 26 | 6:00 | 46.94 | 180 | 295.2756 | 17716.536 | 0 | 0 | 0.042341 | 4.1712e-08 | 0.078337 | 0.01432 | 0.24 | 0.7096 | 0 | 0.76169 | 0.0019726 | 0 | #DIV/0! | #DIV/0! | #DIV/0! | #DIV/0! | 0 | 0 | 0 | 0
1987-09-26 | Sep | 26 | 7:00 | 51.98 | 200 | 295.2756 | 17716.536 | 0 | 0 | 0.042785 | 4.2552e-08 | 0.077563 | 0.014451 | 0.24 | 0.71054 | 0 | 0.77633 | 0.0019532 | 0 | #DIV/0! | #DIV/0! | #DIV/0! | #DIV/0! | 0 | 0 | 0 | 0
1987-09-26 | Sep | 26 | 8:00 | 60.08 | 220 | 807.0866 | 48425.1984 | 0 | 0 | 0.043441 | 4.3902e-08 | 0.076348 | 0.014662 | 0.24 | 0.71108 | 0 | 0.80017 | 0.0019228 | 0 | #DIV/0! | #DIV/0! | #DIV/0! | #DIV/0! | 0 | 0 | 0 | 0
1987-09-26 | Sep | 26 | 9:00 | 66.02 | 220 | 708.6614 | 42519.6864 | 0 | 0 | 0.043923 | 4.4892e-08 | 0.075493 | 0.014817 | 0.24 | 0.71147 | 0 | 0.81776 | 0.0019011 | 0 | #DIV/0! | #DIV/0! | #DIV/0! | #DIV/0! | 0 | 0 | 0 | 0
1987-09-26 | Sep | 26 | 10:00 | 71.96 | 210 | 1023.6221 | 61417.3248 | 0 | 0 | 0.044336 | 4.5828e-08 | 0.074648 | 0.014971 | 0.24 | 0.71076 | 0 | 0.83565 | 0.0018798 | 0 | #DIV/0! | #DIV/0! | #DIV/0! | #DIV/0! | 0 | 0 | 0 | 0
1987-09-26 | Sep | 26 | 11:00 | 75.02 | 230 | 807.0866 | 48425.1984 | 0 | 0 | 0.044478 | 4.6253e-08 | 0.074222 | 0.015051 | 0.24 | 0.70926 | 0 | 0.8449 | 0.0018691 | 0 | #DIV/0! | #DIV/0! | #DIV/0! | #DIV/0! | 0 | 0 | 0 | 0
1987-09-26 | Sep | 26 | 12:00 | 78.08 | 230 | 708.6614 | 42519.6864 | 0 | 0 | 0.04462 | 4.6678e-08 | 0.073797 | 0.01513 | 0.24 | 0.70778 | 0 | 0.85426 | 0.0018585 | 0 | #DIV/0! | #DIV/0! | #DIV/0! | #DIV/0! | 0 | 0 | 0 | 0
1987-09-26 | Sep | 26 | 13:00 | 80.06 | 180 | 1122.0473 | 67322.8368 | 0 | 0 | 0.044712 | 4.6953e-08 | 0.073522 | 0.015182 | 0.24 | 0.70683 | 0 | 0.86038 | 0.0018516 | 0 | #DIV/0! | #DIV/0! | #DIV/0! | #DIV/0! | 0 | 0 | 0 | 0
1987-09-26 | Sep | 26 | 14:00 | 82.04 | 180 | 807.0866 | 48425.1984 | 0 | 0 | 0.044804 | 4.7228e-08 | 0.073257 | 0.015233 | 0.24 | 0.70589 | 0 | 0.86642 | 0.0018449 | 0 | #DIV/0! | #DIV/0! | #DIV/0! | #DIV/0! | 0 | 0 | 0 | 0
1987-09-26 | Sep | 26 | 15:00 | 82.94 | 190 | 1220.4725 | 73228.3488 | 0 | 0 | 0.044845 | 4.7353e-08 | 0.073136 | 0.015256 | 0.24 | 0.70546 | 0 | 0.86918 | 0.0018418 | 0 | #DIV/0! | #DIV/0! | #DIV/0! | #DIV/0! | 0 | 0 | 0 | 0
1987-09-26 | Sep | 26 | 16:00 | 84.02 | 180 | 905.5118 | 54330.7104 | 0 | 0 | 0.044895 | 4.7503e-08 | 0.072991 | 0.015285 | 0.24 | 0.70495 | 0 | 0.87251 | 0.0018382 | 0 | #DIV/0! | #DIV/0! | #DIV/0! | #DIV/0! | 0 | 0 | 0 | 0
1987-09-26 | Sep | 26 | 17:00 | 80.06 | 170 | 511.811 | 30708.6624 | 0 | 0 | 0.044712 | 4.6953e-08 | 0.073522 | 0.015182 | 0.24 | 0.70683 | 0 | 0.86038 | 0.0018516 | 0 | #DIV/0! | #DIV/0! | #DIV/0! | #DIV/0! | 0 | 0 | 0 | 0
1987-09-26 | Sep | 26 | 18:00 | 75.92 | 170 | 511.811 | 30708.6624 | 0 | 0 | 0.04452 | 4.6378e-08 | 0.074097 | 0.015074 | 0.24 | 0.70883 | 0 | 0.84764 | 0.001866 | 0 | #DIV/0! | #DIV/0! | #DIV/0! | #DIV/0! | 0 | 0 | 0 | 0
1987-09-26 | Sep | 26 | 19:00 | 75.92 | 180 | 610.2362 | 36614.1744 | 0 | 0 | 0.04452 | 4.6378e-08 | 0.074097 | 0.015074 | 0.24 | 0.70883 | 0 | 0.84764 | 0.001866 | 0 | #DIV/0! | #DIV/0! | #DIV/0! | #DIV/0! | 0 | 0 | 0 | 0
1987-09-26 | Sep | 26 | 20:00 | 75.02 | 180 | 708.6614 | 42519.6864 | 0 | 0 | 0.044478 | 4.6253e-08 | 0.074222 | 0.015051 | 0.24 | 0.70926 | 0 | 0.8449 | 0.0018691 | 0 | #DIV/0! | #DIV/0! | #DIV/0! | #DIV/0! | 0 | 0 | 0 | 0
1987-09-26 | Sep | 26 | 21:00 | 69.98 | 170 | 905.5118 | 54330.7104 | 0 | 0 | 0.044244 | 4.5552e-08 | 0.074923 | 0.014919 | 0.24 | 0.71173 | 0 | 0.82971 | 0.0018869 | 0 | #DIV/0! | #DIV/0! | #DIV/0! | #DIV/0! | 0 | 0 | 0 | 0
1987-09-26 | Sep | 26 | 22:00 | 69.08 | 190 | 807.0866 | 48425.1984 | 0 | 0 | 0.044171 | 4.5402e-08 | 0.075052 | 0.014896 | 0.24 | 0.71167 | 0 | 0.82698 | 0.0018901 | 0 | #DIV/0! | #DIV/0! | #DIV/0! | #DIV/0! | 0 | 0 | 0 | 0
1987-09-26 | Sep | 26 | 23:00 | 68 | 190 | 708.6614 | 42519.6864 | 0 | 0 | 0.044084 | 4.5222e-08 | 0.075208 | 0.014868 | 0.24 | 0.7116 | 0 | 0.82372 | 0.0018939 | 0 | #DIV/0! | #DIV/0! | #DIV/0! | #DIV/0! | 0 | 0 | 0 | 0
1987-09-26 | Sep | 26 | 24:00 | 66.92 | 190 | 610.2362 | 36614.1744 | 0 | 0 | 0.043996 | 4.5042e-08 | 0.075364 | 0.01484 | 0.24 | 0.71153 | 0 | 0.82046 | 0.0018978 | 0 | #DIV/0! | #DIV/0! | #DIV/0! | #DIV/0! | 0 | 0 | 0 | 0
1987-09-27 | Sep | 27 | 1:00 | 64.04 | 190 | 708.6614 | 42519.6864 | 0 | 0 | 0.043762 | 4.4562e-08 | 0.075778 | 0.014765 | 0.24 | 0.71134 | 0 | 0.81186 | 0.0019083 | 0 | #DIV/0! | #DIV/0! | #DIV/0! | #DIV/0! | 0 | 0 | 0 | 0
1987-09-27 | Sep | 27 | 2:00 | 62.06 | 180 | 511.811 | 30708.6624 | 0 | 0 | 0.043602 | 4.4232e-08 | 0.076063 | 0.014714 | 0.24 | 0.71121 | 0 | 0.80599 | 0.0019155 | 0 | #DIV/0! | #DIV/0! | #DIV/0! | #DIV/0! | 0 | 0 | 0 | 0
1987-09-27 | Sep | 27 | 3:00 | 62.96 | 200 | 610.2362 | 36614.1744 | 0 | 0 | 0.043675 | 4.4382e-08 | 0.075934 | 0.014737 | 0.24 | 0.71127 | 0 | 0.80865 | 0.0019122 | 0 | #DIV/0! | #DIV/0! | #DIV/0! | #DIV/0! | 0 | 0 | 0 | 0
1987-09-27 | Sep | 27 | 4:00 | 66.02 | 210 | 708.6614 | 42519.6864 | 0 | 0 | 0.043923 | 4.4892e-08 | 0.075493 | 0.014817 | 0.24 | 0.71147 | 0 | 0.81776 | 0.0019011 | 0 | #DIV/0! | #DIV/0! | #DIV/0! | #DIV/0! | 0 | 0 | 0 | 0
1987-09-27 | Sep | 27 | 5:00 | 64.94 | 220 | 708.6614 | 42519.6864 | 0 | 0 | 0.043835 | 4.4712e-08 | 0.075649 | 0.014788 | 0.24 | 0.7114 | 0 | 0.81454 | 0.001905 | 0 | #DIV/0! | #DIV/0! | #DIV/0! | #DIV/0! | 0 | 0 | 0 | 0
1987-09-27 | Sep | 27 | 6:00 | 64.04 | 220 | 610.2362 | 36614.1744 | 0 | 0 | 0.043762 | 4.4562e-08 | 0.075778 | 0.014765 | 0.24 | 0.71134 | 0 | 0.81186 | 0.0019083 | 0 | #DIV/0! | #DIV/0! | #DIV/0! | #DIV/0! | 0 | 0 | 0 | 0
1987-09-27 | Sep | 27 | 7:00 | 66.02 | 200 | 708.6614 | 42519.6864 | 0 | 0 | 0.043923 | 4.4892e-08 | 0.075493 | 0.014817 | 0.24 | 0.71147 | 0 | 0.81776 | 0.0019011 | 0 | #DIV/0! | #DIV/0! | #DIV/0! | #DIV/0! | 0 | 0 | 0 | 0
1987-09-27 | Sep | 27 | 8:00 | 69.98 | 200 | 905.5118 | 54330.7104 | 0 | 0 | 0.044244 | 4.5552e-08 | 0.074923 | 0.014919 | 0.24 | 0.71173 | 0 | 0.82971 | 0.0018869 | 0 | #DIV/0! | #DIV/0! | #DIV/0! | #DIV/0! | 0 | 0 | 0 | 0
1987-09-27 | Sep | 27 | 9:00 | 73.94 | 200 | 1122.0473 | 67322.8368 | 0 | 0 | 0.044428 | 4.6103e-08 | 0.074372 | 0.015022 | 0.24 | 0.70979 | 0 | 0.84162 | 0.0018729 | 0 | #DIV/0! | #DIV/0! | #DIV/0! | #DIV/0! | 0 | 0 | 0 | 0
1987-09-27 | Sep | 27 | 10:00 | 75.92 | 220 | 1122.0473 | 67322.8368 | 0 | 0 | 0.04452 | 4.6378e-08 | 0.074097 | 0.015074 | 0.24 | 0.70883 | 0 | 0.84764 | 0.001866 | 0 | #DIV/0! | #DIV/0! | #DIV/0! | #DIV/0! | 0 | 0 | 0 | 0
1987-09-27 | Sep | 27 | 11:00 | 73.94 | 210 | 905.5118 | 54330.7104 | 0 | 0 | 0.044428 | 4.6103e-08 | 0.074372 | 0.015022 | 0.24 | 0.70979 | 0 | 0.84162 | 0.0018729 | 0 | #DIV/0! | #DIV/0! | #DIV/0! | #DIV/0! | 0 | 0 | 0 | 0
1987-09-27 | Sep | 27 | 12:00 | 78.08 | 210 | 905.5118 | 54330.7104 | 0 | 0 | 0.04462 | 4.6678e-08 | 0.073797 | 0.01513 | 0.24 | 0.70778 | 0 | 0.85426 | 0.0018585 | 0 | #DIV/0! | #DIV/0! | #DIV/0! | #DIV/0! | 0 | 0 | 0 | 0
1987-09-27 | Sep | 27 | 13:00 | 84.02 | 210 | 905.5118 | 54330.7104 | 0 | 0 | 0.044895 | 4.7503e-08 | 0.072991 | 0.015285 | 0.24 | 0.70495 | 0 | 0.87251 | 0.0018382 | 0 | #DIV/0! | #DIV/0! | #DIV/0! | #DIV/0! | 0 | 0 | 0 | 0
1987-09-27 | Sep | 27 | 14:00 | 84.02 | 180 | 905.5118 | 54330.7104 | 0 | 0 | 0.044895 | 4.7503e-08 | 0.072991 | 0.015285 | 0.24 | 0.70495 | 0 | 0.87251 | 0.0018382 | 0 | #DIV/0! | #DIV/0! | #DIV/0! | #DIV/0! | 0 | 0 | 0 | 0
1987-09-27 | Sep | 27 | 15:00 | 87.98 | 180 | 1515.7481 | 90944.8848 | 0 | 0 | 0.045079 | 4.8053e-08 | 0.072461 | 0.015387 | 0.24 | 0.7031 | 0 | 0.88482 | 0.0018249 | 0 | #DIV/0! | #DIV/0! | #DIV/0! | #DIV/0! | 0 | 0 | 0 | 0
1987-09-27 | Sep | 27 | 16:00 | 89.06 | 190 | 1122.0473 | 67322.8368 | 0 | 0 | 0.045129 | 4.8203e-08 | 0.072316 | 0.015416 | 0.24 | 0.7026 | 0 | 0.88821 | 0.0018213 | 0 | #DIV/0! | #DIV/0! | #DIV/0! | #DIV/0! | 0 | 0 | 0 | 0
1987-09-27 | Sep | 27 | 17:00 | 84.02 | 180 | 610.2362 | 36614.1744 | 0 | 0 | 0.044895 | 4.7503e-08 | 0.072991 | 0.015285 | 0.24 | 0.70495 | 0 | 0.87251 | 0.0018382 | 0 | #DIV/0! | #DIV/0! | #DIV/0! | #DIV/0! | 0 | 0 | 0 | 0
1987-09-27 | Sep | 27 | 18:00 | 77 | 190 | 610.2362 | 36614.1744 | 0 | 0 | 0.04457 | 4.6528e-08 | 0.073947 | 0.015102 | 0.24 | 0.7083 | 0 | 0.85095 | 0.0018622 | 0 | #DIV/0! | #DIV/0! | #DIV/0! | #DIV/0! | 0 | 0 | 0 | 0
1987-09-27 | Sep | 27 | 19:00 | 75.02 | 180 | 708.6614 | 42519.6864 | 0 | 0 | 0.044478 | 4.6253e-08 | 0.074222 | 0.015051 | 0.24 | 0.70926 | 0 | 0.8449 | 0.0018691 | 0 | #DIV/0! | #DIV/0! | #DIV/0! | #DIV/0! | 0 | 0 | 0 | 0
1987-09-27 | Sep | 27 | 20:00 | 69.98 | 190 | 610.2362 | 36614.1744 | 0 | 0 | 0.044244 | 4.5552e-08 | 0.074923 | 0.014919 | 0.24 | 0.71173 | 0 | 0.82971 | 0.0018869 | 0 | #DIV/0! | #DIV/0! | #DIV/0! | #DIV/0! | 0 | 0 | 0 | 0
1987-09-27 | Sep | 27 | 21:00 | 64.94 | 180 | 610.2362 | 36614.1744 | 0 | 0 | 0.043835 | 4.4712e-08 | 0.075649 | 0.014788 | 0.24 | 0.7114 | 0 | 0.81454 | 0.001905 | 0 | #DIV/0! | #DIV/0! | #DIV/0! | #DIV/0! | 0 | 0 | 0 | 0
1987-09-27 | Sep | 27 | 22:00 | 66.92 | 170 | 905.5118 | 54330.7104 | 0 | 0 | 0.043996 | 4.5042e-08 | 0.075364 | 0.01484 | 0.24 | 0.71153 | 0 | 0.82046 | 0.0018978 | 0 | #DIV/0! | #DIV/0! | #DIV/0! | #DIV/0! | 0 | 0 | 0 | 0
1987-09-27 | Sep | 27 | 23:00 | 64.04 | 180 | 610.2362 | 36614.1744 | 0 | 0 | 0.043762 | 4.4562e-08 | 0.075778 | 0.014765 | 0.24 | 0.71134 | 0 | 0.81186 | 0.0019083 | 0 | #DIV/0! | #DIV/0! | #DIV/0! | #DIV/0! | 0 | 0 | 0 | 0
1987-09-27 | Sep | 27 | 24:00 | 60.98 | 190 | 511.811 | 30708.6624 | 0 | 0 | 0.043514 | 4.4052e-08 | 0.076219 | 0.014685 | 0.24 | 0.71114 | 0 | 0.80281 | 0.0019195 | 0 | #DIV/0! | #DIV/0! | #DIV/0! | #DIV/0! | 0 | 0 | 0 | 0
1987-09-28 | Sep | 28 | 1:00 | 59 | 180 | 610.2362 | 36614.1744 | 0 | 0 | 0.043354 | 4.3722e-08 | 0.07651 | 0.014634 | 0.24 | 0.71101 | 0 | 0.79695 | 0.0019268 | 0 | #DIV/0! | #DIV/0! | #DIV/0! | #DIV/0! | 0 | 0 | 0 | 0
1987-09-28 | Sep | 28 | 2:00 | 57.92 | 180 | 413.3858 | 24803.1504 | 0 | 0 | 0.043266 | 4.3542e-08 | 0.076672 | 0.014606 | 0.24 | 0.71094 | 0 | 0.79374 | 0.0019308 | 0 | #DIV/0! | #DIV/0! | #DIV/0! | #DIV/0! | 0 | 0 | 0 | 0
1987-09-28 | Sep | 28 | 3:00 | 57.02 | 170 | 413.3858 | 24803.1504 | 0 | 0 | 0.043193 | 4.3392e-08 | 0.076807 | 0.014583 | 0.24 | 0.71088 | 0 | 0.79108 | 0.0019342 | 0 | #DIV/0! | #DIV/0! | #DIV/0! | #DIV/0! | 0 | 0 | 0 | 0
1987-09-28 | Sep | 28 | 4:00 | 57.02 | 170 | 511.811 | 30708.6624 | 0 | 0 | 0.043193 | 4.3392e-08 | 0.076807 | 0.014583 | 0.24 | 0.71088 | 0 | 0.79108 | 0.0019342 | 0 | #DIV/0! | #DIV/0! | #DIV/0! | #DIV/0! | 0 | 0 | 0 | 0
1987-09-28 | Sep | 28 | 5:00 | 59 | 190 | 610.2362 | 36614.1744 | 0 | 0 | 0.043354 | 4.3722e-08 | 0.07651 | 0.014634 | 0.24 | 0.71101 | 0 | 0.79695 | 0.0019268 | 0 | #DIV/0! | #DIV/0! | #DIV/0! | #DIV/0! | 0 | 0 | 0 | 0
1987-09-28 | Sep | 28 | 6:00 | 60.08 | 180 | 708.6614 | 42519.6864 | 0 | 0 | 0.043441 | 4.3902e-08 | 0.076348 | 0.014662 | 0.24 | 0.71108 | 0 | 0.80017 | 0.0019228 | 0 | #DIV/0! | #DIV/0! | #DIV/0! | #DIV/0! | 0 | 0 | 0 | 0
1987-09-28 | Sep | 28 | 7:00 | 62.96 | 180 | 708.6614 | 42519.6864 | 0 | 0 | 0.043675 | 4.4382e-08 | 0.075934 | 0.014737 | 0.24 | 0.71127 | 0 | 0.80865 | 0.0019122 | 0 | #DIV/0! | #DIV/0! | #DIV/0! | #DIV/0! | 0 | 0 | 0 | 0
1987-09-28 | Sep | 28 | 8:00 | 69.08 | 180 | 708.6614 | 42519.6864 | 0 | 0 | 0.044171 | 4.5402e-08 | 0.075052 | 0.014896 | 0.24 | 0.71167 | 0 | 0.82698 | 0.0018901 | 0 | #DIV/0! | #DIV/0! | #DIV/0! | #DIV/0! | 0 | 0 | 0 | 0
1987-09-28 | Sep | 28 | 9:00 | 71.96 | 210 | 905.5118 | 54330.7104 | 0 | 0 | 0.044336 | 4.5828e-08 | 0.074648 | 0.014971 | 0.24 | 0.71076 | 0 | 0.83565 | 0.0018798 | 0 | #DIV/0! | #DIV/0! | #DIV/0! | #DIV/0! | 0 | 0 | 0 | 0
1987-09-28 | Sep | 28 | 10:00 | 71.06 | 210 | 1023.6221 | 61417.3248 | 0 | 0 | 0.044295 | 4.5703e-08 | 0.074773 | 0.014948 | 0.24 | 0.7112 | 0 | 0.83294 | 0.001883 | 0 | #DIV/0! | #DIV/0! | #DIV/0! | #DIV/0! | 0 | 0 | 0 | 0
1987-09-28 | Sep | 28 | 11:00 | 77 | 180 | 807.0866 | 48425.1984 | 0 | 0 | 0.04457 | 4.6528e-08 | 0.073947 | 0.015102 | 0.24 | 0.7083 | 0 | 0.85095 | 0.0018622 | 0 | #DIV/0! | #DIV/0! | #DIV/0! | #DIV/0! | 0 | 0 | 0 | 0
1987-09-28 | Sep | 28 | 12:00 | 75.92 | 200 | 905.5118 | 54330.7104 | 0 | 0 | 0.04452 | 4.6378e-08 | 0.074097 | 0.015074 | 0.24 | 0.70883 | 0 | 0.84764 | 0.001866 | 0 | #DIV/0! | #DIV/0! | #DIV/0! | #DIV/0! | 0 | 0 | 0 | 0
1987-09-28 | Sep | 28 | 13:00 | 80.06 | 200 | 1023.6221 | 61417.3248 | 0 | 0 | 0.044712 | 4.6953e-08 | 0.073522 | 0.015182 | 0.24 | 0.70683 | 0 | 0.86038 | 0.0018516 | 0 | #DIV/0! | #DIV/0! | #DIV/0! | #DIV/0! | 0 | 0 | 0 | 0
1987-09-28 | Sep | 28 | 14:00 | 80.96 | 180 | 1417.3229 | 85039.3728 | 0 | 0 | 0.044753 | 4.7078e-08 | 0.073401 | 0.015205 | 0.24 | 0.7064 | 0 | 0.86312 | 0.0018486 | 0 | #DIV/0! | #DIV/0! | #DIV/0! | #DIV/0! | 0 | 0 | 0 | 0
1987-09-28 | Sep | 28 | 15:00 | 80.96 | 180 | 1417.3229 | 85039.3728 | 0 | 0 | 0.044753 | 4.7078e-08 | 0.073401 | 0.015205 | 0.24 | 0.7064 | 0 | 0.86312 | 0.0018486 | 0 | #DIV/0! | #DIV/0! | #DIV/0! | #DIV/0! | 0 | 0 | 0 | 0
1987-09-28 | Sep | 28 | 16:00 | 78.08 | 180 | 1122.0473 | 67322.8368 | 0 | 0 | 0.04462 | 4.6678e-08 | 0.073797 | 0.01513 | 0.24 | 0.70778 | 0 | 0.85426 | 0.0018585 | 0 | #DIV/0! | #DIV/0! | #DIV/0! | #DIV/0! | 0 | 0 | 0 | 0
1987-09-28 | Sep | 28 | 17:00 | 75.92 | 190 | 807.0866 | 48425.1984 | 0 | 0 | 0.04452 | 4.6378e-08 | 0.074097 | 0.015074 | 0.24 | 0.70883 | 0 | 0.84764 | 0.001866 | 0 | #DIV/0! | #DIV/0! | #DIV/0! | #DIV/0! | 0 | 0 | 0 | 0
1987-09-28 | Sep | 28 | 18:00 | 73.94 | 180 | 610.2362 | 36614.1744 | 0 | 0 | 0.044428 | 4.6103e-08 | 0.074372 | 0.015022 | 0.24 | 0.70979 | 0 | 0.84162 | 0.0018729 | 0 | #DIV/0! | #DIV/0! | #DIV/0! | #DIV/0! | 0 | 0 | 0 | 0
1987-09-28 | Sep | 28 | 19:00 | 66.92 | 310 | 905.5118 | 54330.7104 | 0 | 0 | 0.043996 | 4.5042e-08 | 0.075364 | 0.01484 | 0.24 | 0.71153 | 0 | 0.82046 | 0.0018978 | 0 | #DIV/0! | #DIV/0! | #DIV/0! | #DIV/0! | 0 | 0 | 0 | 0
1987-09-28 | Sep | 28 | 20:00 | 64.94 | 310 | 413.3858 | 24803.1504 | 0 | 0 | 0.043835 | 4.4712e-08 | 0.075649 | 0.014788 | 0.24 | 0.7114 | 0 | 0.81454 | 0.001905 | 0 | #DIV/0! | #DIV/0! | #DIV/0! | #DIV/0! | 0 | 0 | 0 | 0
1987-09-28 | Sep | 28 | 21:00 | 64.04 | 260 | 1023.6221 | 61417.3248 | 0 | 0 | 0.043762 | 4.4562e-08 | 0.075778 | 0.014765 | 0.24 | 0.71134 | 0 | 0.81186 | 0.0019083 | 0 | #DIV/0! | #DIV/0! | #DIV/0! | #DIV/0! | 0 | 0 | 0 | 0
1987-09-28 | Sep | 28 | 22:00 | 62.96 | 210 | 413.3858 | 24803.1504 | 0 | 0 | 0.043675 | 4.4382e-08 | 0.075934 | 0.014737 | 0.24 | 0.71127 | 0 | 0.80865 | 0.0019122 | 0 | #DIV/0! | #DIV/0! | #DIV/0! | #DIV/0! | 0 | 0 | 0 | 0
1987-09-28 | Sep | 28 | 23:00 | 62.96 | 210 | 511.811 | 30708.6624 | 0 | 0 | 0.043675 | 4.4382e-08 | 0.075934 | 0.014737 | 0.24 | 0.71127 | 0 | 0.80865 | 0.0019122 | 0 | #DIV/0! | #DIV/0! | #DIV/0! | #DIV/0! | 0 | 0 | 0 | 0
1987-09-28 | Sep | 28 | 24:00 | 62.96 | 210 | 807.0866 | 48425.1984 | 0 | 0 | 0.043675 | 4.4382e-08 | 0.075934 | 0.014737 | 0.24 | 0.71127 | 0 | 0.80865 | 0.0019122 | 0 | #DIV/0! | #DIV/0! | #DIV/0! | #DIV/0! | 0 | 0 | 0 | 0
1987-09-29 | Sep | 29 | 1:00 | 62.96 | 230 | 610.2362 | 36614.1744 | 0 | 0 | 0.043675 | 4.4382e-08 | 0.075934 | 0.014737 | 0.24 | 0.71127 | 0 | 0.80865 | 0.0019122 | 0 | #DIV/0! | #DIV/0! | #DIV/0! | #DIV/0! | 0 | 0 | 0 | 0
1987-09-29 | Sep | 29 | 2:00 | 62.06 | 220 | 511.811 | 30708.6624 | 0 | 0 | 0.043602 | 4.4232e-08 | 0.076063 | 0.014714 | 0.24 | 0.71121 | 0 | 0.80599 | 0.0019155 | 0 | #DIV/0! | #DIV/0! | #DIV/0! | #DIV/0! | 0 | 0 | 0 | 0
1987-09-29 | Sep | 29 | 3:00 | 62.06 | 220 | 708.6614 | 42519.6864 | 0 | 0 | 0.043602 | 4.4232e-08 | 0.076063 | 0.014714 | 0.24 | 0.71121 | 0 | 0.80599 | 0.0019155 | 0 | #DIV/0! | #DIV/0! | #DIV/0! | #DIV/0! | 0 | 0 | 0 | 0
1987-09-29 | Sep | 29 | 4:00 | 60.98 | 210 | 610.2362 | 36614.1744 | 0 | 0 | 0.043514 | 4.4052e-08 | 0.076219 | 0.014685 | 0.24 | 0.71114 | 0 | 0.80281 | 0.0019195 | 0 | #DIV/0! | #DIV/0! | #DIV/0! | #DIV/0! | 0 | 0 | 0 | 0
1987-09-29 | Sep | 29 | 5:00 | 60.98 | 230 | 807.0866 | 48425.1984 | 0 | 0 | 0.043514 | 4.4052e-08 | 0.076219 | 0.014685 | 0.24 | 0.71114 | 0 | 0.80281 | 0.0019195 | 0 | #DIV/0! | #DIV/0! | #DIV/0! | #DIV/0! | 0 | 0 | 0 | 0
1987-09-29 | Sep | 29 | 6:00 | 57.92 | 240 | 708.6614 | 42519.6864 | 0 | 0 | 0.043266 | 4.3542e-08 | 0.076672 | 0.014606 | 0.24 | 0.71094 | 0 | 0.79374 | 0.0019308 | 0 | #DIV/0! | #DIV/0! | #DIV/0! | #DIV/0! | 0 | 0 | 0 | 0
1987-09-29 | Sep | 29 | 7:00 | 57.92 | 240 | 708.6614 | 42519.6864 | 0 | 0 | 0.043266 | 4.3542e-08 | 0.076672 | 0.014606 | 0.24 | 0.71094 | 0 | 0.79374 | 0.0019308 | 0 | #DIV/0! | #DIV/0! | #DIV/0! | #DIV/0! | 0 | 0 | 0 | 0
1987-09-29 | Sep | 29 | 8:00 | 60.98 | 280 | 807.0866 | 48425.1984 | 0 | 0 | 0.043514 | 4.4052e-08 | 0.076219 | 0.014685 | 0.24 | 0.71114 | 0 | 0.80281 | 0.0019195 | 0 | #DIV/0! | #DIV/0! | #DIV/0! | #DIV/0! | 0 | 0 | 0 | 0
1987-09-29 | Sep | 29 | 9:00 | 62.96 | 280 | 1122.0473 | 67322.8368 | 0 | 0 | 0.043675 | 4.4382e-08 | 0.075934 | 0.014737 | 0.24 | 0.71127 | 0 | 0.80865 | 0.0019122 | 0 | #DIV/0! | #DIV/0! | #DIV/0! | #DIV/0! | 0 | 0 | 0 | 0
1987-09-29 | Sep | 29 | 10:00 | 64.94 | 280 | 1417.3229 | 85039.3728 | 0 | 0 | 0.043835 | 4.4712e-08 | 0.075649 | 0.014788 | 0.24 | 0.7114 | 0 | 0.81454 | 0.001905 | 0 | #DIV/0! | #DIV/0! | #DIV/0! | #DIV/0! | 0 | 0 | 0 | 0
1987-09-29 | Sep | 29 | 11:00 | 62.06 | 270 | 1515.7481 | 90944.8848 | 0 | 0 | 0.043602 | 4.4232e-08 | 0.076063 | 0.014714 | 0.24 | 0.71121 | 0 | 0.80599 | 0.0019155 | 0 | #DIV/0! | #DIV/0! | #DIV/0! | #DIV/0! | 0 | 0 | 0 | 0
1987-09-29 | Sep | 29 | 12:00 | 62.96 | 300 | 905.5118 | 54330.7104 | 0 | 0 | 0.043675 | 4.4382e-08 | 0.075934 | 0.014737 | 0.24 | 0.71127 | 0 | 0.80865 | 0.0019122 | 0 | #DIV/0! | #DIV/0! | #DIV/0! | #DIV/0! | 0 | 0 | 0 | 0
1987-09-29 | Sep | 29 | 13:00 | 64.94 | 270 | 905.5118 | 54330.7104 | 0 | 0 | 0.043835 | 4.4712e-08 | 0.075649 | 0.014788 | 0.24 | 0.7114 | 0 | 0.81454 | 0.001905 | 0 | #DIV/0! | #DIV/0! | #DIV/0! | #DIV/0! | 0 | 0 | 0 | 0
1987-09-29 | Sep | 29 | 14:00 | 64.04 | 300 | 1122.0473 | 67322.8368 | 0 | 0 | 0.043762 | 4.4562e-08 | 0.075778 | 0.014765 | 0.24 | 0.71134 | 0 | 0.81186 | 0.0019083 | 0 | #DIV/0! | #DIV/0! | #DIV/0! | #DIV/0! | 0 | 0 | 0 | 0
1987-09-29 | Sep | 29 | 15:00 | 66.02 | 280 | 1023.6221 | 61417.3248 | 0 | 0 | 0.043923 | 4.4892e-08 | 0.075493 | 0.014817 | 0.24 | 0.71147 | 0 | 0.81776 | 0.0019011 | 0 | #DIV/0! | #DIV/0! | #DIV/0! | #DIV/0! | 0 | 0 | 0 | 0
1987-09-29 | Sep | 29 | 16:00 | 66.02 | 300 | 1122.0473 | 67322.8368 | 0 | 0 | 0.043923 | 4.4892e-08 | 0.075493 | 0.014817 | 0.24 | 0.71147 | 0 | 0.81776 | 0.0019011 | 0 | #DIV/0! | #DIV/0! | #DIV/0! | #DIV/0! | 0 | 0 | 0 | 0
1987-09-29 | Sep | 29 | 17:00 | 64.94 | 310 | 1023.6221 | 61417.3248 | 0 | 0 | 0.043835 | 4.4712e-08 | 0.075649 | 0.014788 | 0.24 | 0.7114 | 0 | 0.81454 | 0.001905 | 0 | #DIV/0! | #DIV/0! | #DIV/0! | #DIV/0! | 0 | 0 | 0 | 0
1987-09-29 | Sep | 29 | 18:00 | 62.96 | 300 | 1023.6221 | 61417.3248 | 0 | 0 | 0.043675 | 4.4382e-08 | 0.075934 | 0.014737 | 0.24 | 0.71127 | 0 | 0.80865 | 0.0019122 | 0 | #DIV/0! | #DIV/0! | #DIV/0! | #DIV/0! | 0 | 0 | 0 | 0
1987-09-29 | Sep | 29 | 19:00 | 60.08 | 280 | 708.6614 | 42519.6864 | 0 | 0 | 0.043441 | 4.3902e-08 | 0.076348 | 0.014662 | 0.24 | 0.71108 | 0 | 0.80017 | 0.0019228 | 0 | #DIV/0! | #DIV/0! | #DIV/0! | #DIV/0! | 0 | 0 | 0 | 0
1987-09-29 | Sep | 29 | 20:00 | 59 | 300 | 610.2362 | 36614.1744 | 0 | 0 | 0.043354 | 4.3722e-08 | 0.07651 | 0.014634 | 0.24 | 0.71101 | 0 | 0.79695 | 0.0019268 | 0 | #DIV/0! | #DIV/0! | #DIV/0! | #DIV/0! | 0 | 0 | 0 | 0
1987-09-29 | Sep | 29 | 21:00 | 60.98 | 320 | 1220.4725 | 73228.3488 | 0 | 0 | 0.043514 | 4.4052e-08 | 0.076219 | 0.014685 | 0.24 | 0.71114 | 0 | 0.80281 | 0.0019195 | 0 | #DIV/0! | #DIV/0! | #DIV/0! | #DIV/0! | 0 | 0 | 0 | 0
1987-09-29 | Sep | 29 | 22:00 | 59 | 320 | 1122.0473 | 67322.8368 | 0 | 0 | 0.043354 | 4.3722e-08 | 0.07651 | 0.014634 | 0.24 | 0.71101 | 0 | 0.79695 | 0.0019268 | 0 | #DIV/0! | #DIV/0! | #DIV/0! | #DIV/0! | 0 | 0 | 0 | 0
1987-09-29 | Sep | 29 | 23:00 | 57.02 | 320 | 708.6614 | 42519.6864 | 0 | 0 | 0.043193 | 4.3392e-08 | 0.076807 | 0.014583 | 0.24 | 0.71088 | 0 | 0.79108 | 0.0019342 | 0 | #DIV/0! | #DIV/0! | #DIV/0! | #DIV/0! | 0 | 0 | 0 | 0
1987-09-29 | Sep | 29 | 24:00 | 53.96 | 310 | 610.2362 | 36614.1744 | 0 | 0 | 0.042945 | 4.2882e-08 | 0.077266 | 0.014503 | 0.24 | 0.71067 | 0 | 0.78209 | 0.0019457 | 0 | #DIV/0! | #DIV/0! | #DIV/0! | #DIV/0! | 0 | 0 | 0 | 0
1987-09-30 | Sep | 30 | 1:00 | 53.06 | 300 | 610.2362 | 36614.1744 | 0 | 0 | 0.042872 | 4.2732e-08 | 0.077401 | 0.01448 | 0.24 | 0.71061 | 0 | 0.77947 | 0.0019491 | 0 | #DIV/0! | #DIV/0! | #DIV/0! | #DIV/0! | 0 | 0 | 0 | 0
1987-09-30 | Sep | 30 | 2:00 | 51.98 | 290 | 610.2362 | 36614.1744 | 0 | 0 | 0.042785 | 4.2552e-08 | 0.077563 | 0.014451 | 0.24 | 0.71054 | 0 | 0.77633 | 0.0019532 | 0 | #DIV/0! | #DIV/0! | #DIV/0! | #DIV/0! | 0 | 0 | 0 | 0
1987-09-30 | Sep | 30 | 3:00 | 51.98 | 280 | 905.5118 | 54330.7104 | 0 | 0 | 0.042785 | 4.2552e-08 | 0.077563 | 0.014451 | 0.24 | 0.71054 | 0 | 0.77633 | 0.0019532 | 0 | #DIV/0! | #DIV/0! | #DIV/0! | #DIV/0! | 0 | 0 | 0 | 0
1987-09-30 | Sep | 30 | 4:00 | 51.08 | 280 | 511.811 | 30708.6624 | 0 | 0 | 0.042712 | 4.2402e-08 | 0.077698 | 0.014428 | 0.24 | 0.71048 | 0 | 0.77373 | 0.0019566 | 0 | #DIV/0! | #DIV/0! | #DIV/0! | #DIV/0! | 0 | 0 | 0 | 0
1987-09-30 | Sep | 30 | 5:00 | 51.08 | 290 | 610.2362 | 36614.1744 | 0 | 0 | 0.042712 | 4.2402e-08 | 0.077698 | 0.014428 | 0.24 | 0.71048 | 0 | 0.77373 | 0.0019566 | 0 | #DIV/0! | #DIV/0! | #DIV/0! | #DIV/0! | 0 | 0 | 0 | 0
1987-09-30 | Sep | 30 | 6:00 | 50 | 280 | 610.2362 | 36614.1744 | 0 | 0 | 0.042624 | 4.2222e-08 | 0.07786 | 0.0144 | 0.24 | 0.7104 | 0 | 0.77061 | 0.0019608 | 0 | #DIV/0! | #DIV/0! | #DIV/0! | #DIV/0! | 0 | 0 | 0 | 0
1987-09-30 | Sep | 30 | 7:00 | 53.06 | 270 | 708.6614 | 42519.6864 | 0 | 0 | 0.042872 | 4.2732e-08 | 0.077401 | 0.01448 | 0.24 | 0.71061 | 0 | 0.77947 | 0.0019491 | 0 | #DIV/0! | #DIV/0! | #DIV/0! | #DIV/0! | 0 | 0 | 0 | 0
1987-09-30 | Sep | 30 | 8:00 | 55.04 | 310 | 1220.4725 | 73228.3488 | 0 | 0 | 0.043033 | 4.3062e-08 | 0.077104 | 0.014531 | 0.24 | 0.71074 | 0 | 0.78525 | 0.0019416 | 0 | #DIV/0! | #DIV/0! | #DIV/0! | #DIV/0! | 0 | 0 | 0 | 0
1987-09-30 | Sep | 30 | 9:00 | 55.04 | 310 | 905.5118 | 54330.7104 | 0 | 0 | 0.043033 | 4.3062e-08 | 0.077104 | 0.014531 | 0.24 | 0.71074 | 0 | 0.78525 | 0.0019416 | 0 | #DIV/0! | #DIV/0! | #DIV/0! | #DIV/0! | 0 | 0 | 0 | 0
1987-09-30 | Sep | 30 | 10:00 | 57.02 | 330 | 1122.0473 | 67322.8368 | 0 | 0 | 0.043193 | 4.3392e-08 | 0.076807 | 0.014583 | 0.24 | 0.71088 | 0 | 0.79108 | 0.0019342 | 0 | #DIV/0! | #DIV/0! | #DIV/0! | #DIV/0! | 0 | 0 | 0 | 0
1987-09-30 | Sep | 30 | 11:00 | 62.06 | 330 | 1220.4725 | 73228.3488 | 0 | 0 | 0.043602 | 4.4232e-08 | 0.076063 | 0.014714 | 0.24 | 0.71121 | 0 | 0.80599 | 0.0019155 | 0 | #DIV/0! | #DIV/0! | #DIV/0! | #DIV/0! | 0 | 0 | 0 | 0
1987-09-30 | Sep | 30 | 12:00 | 62.96 | 340 | 1023.6221 | 61417.3248 | 0 | 0 | 0.043675 | 4.4382e-08 | 0.075934 | 0.014737 | 0.24 | 0.71127 | 0 | 0.80865 | 0.0019122 | 0 | #DIV/0! | #DIV/0! | #DIV/0! | #DIV/0! | 0 | 0 | 0 | 0
1987-09-30 | Sep | 30 | 13:00 | 66.02 | 340 | 1220.4725 | 73228.3488 | 0 | 0 | 0.043923 | 4.4892e-08 | 0.075493 | 0.014817 | 0.24 | 0.71147 | 0 | 0.81776 | 0.0019011 | 0 | #DIV/0! | #DIV/0! | #DIV/0! | #DIV/0! | 0 | 0 | 0 | 0
1987-09-30 | Sep | 30 | 14:00 | 64.94 | 340 | 1515.7481 | 90944.8848 | 0 | 0 | 0.043835 | 4.4712e-08 | 0.075649 | 0.014788 | 0.24 | 0.7114 | 0 | 0.81454 | 0.001905 | 0 | #DIV/0! | #DIV/0! | #DIV/0! | #DIV/0! | 0 | 0 | 0 | 0
1987-09-30 | Sep | 30 | 15:00 | 64.94 | 340 | 1732.2835 | 103937.0112 | 0 | 0 | 0.043835 | 4.4712e-08 | 0.075649 | 0.014788 | 0.24 | 0.7114 | 0 | 0.81454 | 0.001905 | 0 | #DIV/0! | #DIV/0! | #DIV/0! | #DIV/0! | 0 | 0 | 0 | 0
1987-09-30 | Sep | 30 | 16:00 | 60.98 | 320 | 1122.0473 | 67322.8368 | 0 | 0 | 0.043514 | 4.4052e-08 | 0.076219 | 0.014685 | 0.24 | 0.71114 | 0 | 0.80281 | 0.0019195 | 0 | #DIV/0! | #DIV/0! | #DIV/0! | #DIV/0! | 0 | 0 | 0 | 0
1987-09-30 | Sep | 30 | 17:00 | 60.98 | 330 | 1023.6221 | 61417.3248 | 0 | 0 | 0.043514 | 4.4052e-08 | 0.076219 | 0.014685 | 0.24 | 0.71114 | 0 | 0.80281 | 0.0019195 | 0 | #DIV/0! | #DIV/0! | #DIV/0! | #DIV/0! | 0 | 0 | 0 | 0
1987-09-30 | Sep | 30 | 18:00 | 57.02 | 330 | 905.5118 | 54330.7104 | 0 | 0 | 0.043193 | 4.3392e-08 | 0.076807 | 0.014583 | 0.24 | 0.71088 | 0 | 0.79108 | 0.0019342 | 0 | #DIV/0! | #DIV/0! | #DIV/0! | #DIV/0! | 0 | 0 | 0 | 0
1987-09-30 | Sep | 30 | 19:00 | 53.06 | 350 | 610.2362 | 36614.1744 | 0 | 0 | 0.042872 | 4.2732e-08 | 0.077401 | 0.01448 | 0.24 | 0.71061 | 0 | 0.77947 | 0.0019491 | 0 | #DIV/0! | #DIV/0! | #DIV/0! | #DIV/0! | 0 | 0 | 0 | 0
1987-09-30 | Sep | 30 | 20:00 | 48.92 | 300 | 511.811 | 30708.6624 | 0 | 0 | 0.042524 | 4.2042e-08 | 0.078028 | 0.014372 | 0.24 | 0.71012 | 0 | 0.76745 | 0.0019649 | 0 | #DIV/0! | #DIV/0! | #DIV/0! | #DIV/0! | 0 | 0 | 0 | 0
1987-09-30 | Sep | 30 | 21:00 | 46.94 | 300 | 413.3858 | 24803.1504 | 0 | 0 | 0.042341 | 4.1712e-08 | 0.078337 | 0.01432 | 0.24 | 0.7096 | 0 | 0.76169 | 0.0019726 | 0 | #DIV/0! | #DIV/0! | #DIV/0! | #DIV/0! | 0 | 0 | 0 | 0
1987-09-30 | Sep | 30 | 22:00 | 48.2 | 290 | 433.0709 | 25984.2528 | 0 | 0 | 0.042457 | 4.1922e-08 | 0.078141 | 0.014353 | 0.24 | 0.70993 | 0 | 0.76535 | 0.0019677 | 0 | #DIV/0! | #DIV/0! | #DIV/0! | #DIV/0! | 0 | 0 | 0 | 0
1987-09-30 | Sep | 30 | 23:00 | 49.46 | 0 | 433.0709 | 25984.2528 | 0 | 0 | 0.042574 | 4.2132e-08 | 0.077944 | 0.014386 | 0.24 | 0.71026 | 0 | 0.76903 | 0.0019629 | 0 | #DIV/0! | #DIV/0! | #DIV/0! | #DIV/0! | 0 | 0 | 0 | 0
1987-09-30 | Sep | 30 | 24:00 | 50.72 | 270 | 452.7559 | 27165.3552 | 0 | 0 | 0.042682 | 4.2342e-08 | 0.077752 | 0.014419 | 0.24 | 0.71045 | 0 | 0.77269 | 0.001958 | 0 | #DIV/0! | #DIV/0! | #DIV/0! | #DIV/0! | 0 | 0 | 0 | 0
1978-10-01 | Oct | 1 | 1:00 | 52.16 | 300 | 472.441 | 28346.4576 | 0 | 0 | 0.042799 | 4.2582e-08 | 0.077536 | 0.014456 | 0.24 | 0.71055 | 0 | 0.77685 | 0.0019525 | 0 | #DIV/0! | #DIV/0! | #DIV/0! | #DIV/0! | 0 | 0 | 0 | 0
1978-10-01 | Oct | 1 | 2:00 | 53.42 | 290 | 492.126 | 29527.56 | 0 | 0 | 0.042901 | 4.2792e-08 | 0.077347 | 0.014489 | 0.24 | 0.71064 | 0 | 0.78052 | 0.0019477 | 0 | #DIV/0! | #DIV/0! | #DIV/0! | #DIV/0! | 0 | 0 | 0 | 0
1978-10-01 | Oct | 1 | 3:00 | 54.68 | 300 | 492.126 | 29527.56 | 0 | 0 | 0.043004 | 4.3002e-08 | 0.077158 | 0.014522 | 0.24 | 0.71072 | 0 | 0.7842 | 0.001943 | 0 | #DIV/0! | #DIV/0! | #DIV/0! | #DIV/0! | 0 | 0 | 0 | 0
1978-10-01 | Oct | 1 | 4:00 | 55.94 | 320 | 511.811 | 30708.6624 | 0 | 0 | 0.043106 | 4.3212e-08 | 0.076969 | 0.014554 | 0.24 | 0.71081 | 0 | 0.7879 | 0.0019382 | 0 | #DIV/0! | #DIV/0! | #DIV/0! | #DIV/0! | 0 | 0 | 0 | 0
1978-10-01 | Oct | 1 | 5:00 | 51.98 | 290 | 511.811 | 30708.6624 | 0 | 0 | 0.042785 | 4.2552e-08 | 0.077563 | 0.014451 | 0.24 | 0.71054 | 0 | 0.77633 | 0.0019532 | 0 | #DIV/0! | #DIV/0! | #DIV/0! | #DIV/0! | 0 | 0 | 0 | 0
1978-10-01 | Oct | 1 | 6:00 | 50 | 290 | 610.2362 | 36614.1744 | 0 | 0 | 0.042624 | 4.2222e-08 | 0.07786 | 0.0144 | 0.24 | 0.7104 | 0 | 0.77061 | 0.0019608 | 0 | #DIV/0! | #DIV/0! | #DIV/0! | #DIV/0! | 0 | 0 | 0 | 0
1978-10-01 | Oct | 1 | 7:00 | 53.06 | 290 | 413.3858 | 24803.1504 | 0 | 0 | 0.042872 | 4.2732e-08 | 0.077401 | 0.01448 | 0.24 | 0.71061 | 0 | 0.77947 | 0.0019491 | 0 | #DIV/0! | #DIV/0! | #DIV/0! | #DIV/0! | 0 | 0 | 0 | 0
1978-10-01 | Oct | 1 | 8:00 | 57.92 | 320 | 708.6614 | 42519.6864 | 0 | 0 | 0.043266 | 4.3542e-08 | 0.076672 | 0.014606 | 0.24 | 0.71094 | 0 | 0.79374 | 0.0019308 | 0 | #DIV/0! | #DIV/0! | #DIV/0! | #DIV/0! | 0 | 0 | 0 | 0
1978-10-01 | Oct | 1 | 9:00 | 60.98 | 350 | 610.2362 | 36614.1744 | 0 | 0 | 0.043514 | 4.4052e-08 | 0.076219 | 0.014685 | 0.24 | 0.71114 | 0 | 0.80281 | 0.0019195 | 0 | #DIV/0! | #DIV/0! | #DIV/0! | #DIV/0! | 0 | 0 | 0 | 0
1978-10-01 | Oct | 1 | 10:00 | 62.06 | 360 | 511.811 | 30708.6624 | 0 | 0 | 0.043602 | 4.4232e-08 | 0.076063 | 0.014714 | 0.24 | 0.71121 | 0 | 0.80599 | 0.0019155 | 0 | #DIV/0! | #DIV/0! | #DIV/0! | #DIV/0! | 0 | 0 | 0 | 0
1978-10-01 | Oct | 1 | 11:00 | 64.94 | 30 | 708.6614 | 42519.6864 | 0 | 0 | 0.043835 | 4.4712e-08 | 0.075649 | 0.014788 | 0.24 | 0.7114 | 0 | 0.81454 | 0.001905 | 0 | #DIV/0! | #DIV/0! | #DIV/0! | #DIV/0! | 0 | 0 | 0 | 0
1978-10-01 | Oct | 1 | 12:00 | 66.92 | 100 | 610.2362 | 36614.1744 | 0 | 0 | 0.043996 | 4.5042e-08 | 0.075364 | 0.01484 | 0.24 | 0.71153 | 0 | 0.82046 | 0.0018978 | 0 | #DIV/0! | #DIV/0! | #DIV/0! | #DIV/0! | 0 | 0 | 0 | 0
1978-10-01 | Oct | 1 | 13:00 | 66.92 | 50 | 610.2362 | 36614.1744 | 0 | 0 | 0.043996 | 4.5042e-08 | 0.075364 | 0.01484 | 0.24 | 0.71153 | 0 | 0.82046 | 0.0018978 | 0 | #DIV/0! | #DIV/0! | #DIV/0! | #DIV/0! | 0 | 0 | 0 | 0
1978-10-01 | Oct | 1 | 14:00 | 66.92 | 0 | 0 | 0 | 0 | 0 | 0.043996 | 4.5042e-08 | 0.075364 | 0.01484 | 0.24 | 0.71153 | 0 | 0.82046 | 0.0018978 | 0 | #DIV/0! | #DIV/0! | #DIV/0! | #DIV/0! | 0 | 0 | 0 | 0
1978-10-01 | Oct | 1 | 15:00 | 66.92 | 100 | 1122.0473 | 67322.8368 | 0 | 0 | 0.043996 | 4.5042e-08 | 0.075364 | 0.01484 | 0.24 | 0.71153 | 0 | 0.82046 | 0.0018978 | 0 | #DIV/0! | #DIV/0! | #DIV/0! | #DIV/0! | 0 | 0 | 0 | 0
1978-10-01 | Oct | 1 | 16:00 | 64.04 | 70 | 905.5118 | 54330.7104 | 0 | 0 | 0.043762 | 4.4562e-08 | 0.075778 | 0.014765 | 0.24 | 0.71134 | 0 | 0.81186 | 0.0019083 | 0 | #DIV/0! | #DIV/0! | #DIV/0! | #DIV/0! | 0 | 0 | 0 | 0
1978-10-01 | Oct | 1 | 17:00 | 62.06 | 110 | 708.6614 | 42519.6864 | 0 | 0 | 0.043602 | 4.4232e-08 | 0.076063 | 0.014714 | 0.24 | 0.71121 | 0 | 0.80599 | 0.0019155 | 0 | #DIV/0! | #DIV/0! | #DIV/0! | #DIV/0! | 0 | 0 | 0 | 0
1978-10-01 | Oct | 1 | 18:00 | 59 | 100 | 1023.6221 | 61417.3248 | 0 | 0 | 0.043354 | 4.3722e-08 | 0.07651 | 0.014634 | 0.24 | 0.71101 | 0 | 0.79695 | 0.0019268 | 0 | #DIV/0! | #DIV/0! | #DIV/0! | #DIV/0! | 0 | 0 | 0 | 0
1978-10-01 | Oct | 1 | 19:00 | 57.02 | 110 | 807.0866 | 48425.1984 | 0 | 0 | 0.043193 | 4.3392e-08 | 0.076807 | 0.014583 | 0.24 | 0.71088 | 0 | 0.79108 | 0.0019342 | 0 | #DIV/0! | #DIV/0! | #DIV/0! | #DIV/0! | 0 | 0 | 0 | 0
1978-10-01 | Oct | 1 | 20:00 | 53.96 | 130 | 610.2362 | 36614.1744 | 0 | 0 | 0.042945 | 4.2882e-08 | 0.077266 | 0.014503 | 0.24 | 0.71067 | 0 | 0.78209 | 0.0019457 | 0 | #DIV/0! | #DIV/0! | #DIV/0! | #DIV/0! | 0 | 0 | 0 | 0
1978-10-01 | Oct | 1 | 21:00 | 53.96 | 150 | 413.3858 | 24803.1504 | 0 | 0 | 0.042945 | 4.2882e-08 | 0.077266 | 0.014503 | 0.24 | 0.71067 | 0 | 0.78209 | 0.0019457 | 0 | #DIV/0! | #DIV/0! | #DIV/0! | #DIV/0! | 0 | 0 | 0 | 0
1978-10-01 | Oct | 1 | 22:00 | 51.98 | 140 | 511.811 | 30708.6624 | 0 | 0 | 0.042785 | 4.2552e-08 | 0.077563 | 0.014451 | 0.24 | 0.71054 | 0 | 0.77633 | 0.0019532 | 0 | #DIV/0! | #DIV/0! | #DIV/0! | #DIV/0! | 0 | 0 | 0 | 0
1978-10-01 | Oct | 1 | 23:00 | 51.98 | 150 | 610.2362 | 36614.1744 | 0 | 0 | 0.042785 | 4.2552e-08 | 0.077563 | 0.014451 | 0.24 | 0.71054 | 0 | 0.77633 | 0.0019532 | 0 | #DIV/0! | #DIV/0! | #DIV/0! | #DIV/0! | 0 | 0 | 0 | 0
1978-10-01 | Oct | 1 | 24:00 | 50 | 150 | 413.3858 | 24803.1504 | 0 | 0 | 0.042624 | 4.2222e-08 | 0.07786 | 0.0144 | 0.24 | 0.7104 | 0 | 0.77061 | 0.0019608 | 0 | #DIV/0! | #DIV/0! | #DIV/0! | #DIV/0! | 0 | 0 | 0 | 0
1978-10-02 | Oct | 2 | 1:00 | 51.08 | 160 | 413.3858 | 24803.1504 | 0 | 0 | 0.042712 | 4.2402e-08 | 0.077698 | 0.014428 | 0.24 | 0.71048 | 0 | 0.77373 | 0.0019566 | 0 | #DIV/0! | #DIV/0! | #DIV/0! | #DIV/0! | 0 | 0 | 0 | 0
1978-10-02 | Oct | 2 | 2:00 | 48.92 | 170 | 511.811 | 30708.6624 | 0 | 0 | 0.042524 | 4.2042e-08 | 0.078028 | 0.014372 | 0.24 | 0.71012 | 0 | 0.76745 | 0.0019649 | 0 | #DIV/0! | #DIV/0! | #DIV/0! | #DIV/0! | 0 | 0 | 0 | 0
1978-10-02 | Oct | 2 | 3:00 | 48.02 | 160 | 511.811 | 30708.6624 | 0 | 0 | 0.042441 | 4.1892e-08 | 0.078169 | 0.014349 | 0.24 | 0.70988 | 0 | 0.76482 | 0.0019684 | 0 | #DIV/0! | #DIV/0! | #DIV/0! | #DIV/0! | 0 | 0 | 0 | 0
1978-10-02 | Oct | 2 | 4:00 | 48.02 | 160 | 511.811 | 30708.6624 | 0 | 0 | 0.042441 | 4.1892e-08 | 0.078169 | 0.014349 | 0.24 | 0.70988 | 0 | 0.76482 | 0.0019684 | 0 | #DIV/0! | #DIV/0! | #DIV/0! | #DIV/0! | 0 | 0 | 0 | 0
1978-10-02 | Oct | 2 | 5:00 | 48.02 | 160 | 610.2362 | 36614.1744 | 0 | 0 | 0.042441 | 4.1892e-08 | 0.078169 | 0.014349 | 0.24 | 0.70988 | 0 | 0.76482 | 0.0019684 | 0 | #DIV/0! | #DIV/0! | #DIV/0! | #DIV/0! | 0 | 0 | 0 | 0
1978-10-02 | Oct | 2 | 6:00 | 48.92 | 180 | 610.2362 | 36614.1744 | 0 | 0 | 0.042524 | 4.2042e-08 | 0.078028 | 0.014372 | 0.24 | 0.71012 | 0 | 0.76745 | 0.0019649 | 0 | #DIV/0! | #DIV/0! | #DIV/0! | #DIV/0! | 0 | 0 | 0 | 0
1978-10-02 | Oct | 2 | 7:00 | 51.98 | 180 | 708.6614 | 42519.6864 | 0 | 0 | 0.042785 | 4.2552e-08 | 0.077563 | 0.014451 | 0.24 | 0.71054 | 0 | 0.77633 | 0.0019532 | 0 | #DIV/0! | #DIV/0! | #DIV/0! | #DIV/0! | 0 | 0 | 0 | 0
1978-10-02 | Oct | 2 | 8:00 | 57.92 | 200 | 1023.6221 | 61417.3248 | 0 | 0 | 0.043266 | 4.3542e-08 | 0.076672 | 0.014606 | 0.24 | 0.71094 | 0 | 0.79374 | 0.0019308 | 0 | #DIV/0! | #DIV/0! | #DIV/0! | #DIV/0! | 0 | 0 | 0 | 0
1978-10-02 | Oct | 2 | 9:00 | 62.96 | 190 | 807.0866 | 48425.1984 | 0 | 0 | 0.043675 | 4.4382e-08 | 0.075934 | 0.014737 | 0.24 | 0.71127 | 0 | 0.80865 | 0.0019122 | 0 | #DIV/0! | #DIV/0! | #DIV/0! | #DIV/0! | 0 | 0 | 0 | 0
1978-10-02 | Oct | 2 | 10:00 | 66.92 | 190 | 1417.3229 | 85039.3728 | 0 | 0 | 0.043996 | 4.5042e-08 | 0.075364 | 0.01484 | 0.24 | 0.71153 | 0 | 0.82046 | 0.0018978 | 0 | #DIV/0! | #DIV/0! | #DIV/0! | #DIV/0! | 0 | 0 | 0 | 0
1978-10-02 | Oct | 2 | 11:00 | 69.08 | 170 | 1220.4725 | 73228.3488 | 0 | 0 | 0.044171 | 4.5402e-08 | 0.075052 | 0.014896 | 0.24 | 0.71167 | 0 | 0.82698 | 0.0018901 | 0 | #DIV/0! | #DIV/0! | #DIV/0! | #DIV/0! | 0 | 0 | 0 | 0
1978-10-02 | Oct | 2 | 12:00 | 71.96 | 160 | 1318.8977 | 79133.8608 | 0 | 0 | 0.044336 | 4.5828e-08 | 0.074648 | 0.014971 | 0.24 | 0.71076 | 0 | 0.83565 | 0.0018798 | 0 | #DIV/0! | #DIV/0! | #DIV/0! | #DIV/0! | 0 | 0 | 0 | 0
1978-10-02 | Oct | 2 | 13:00 | 73.04 | 180 | 1417.3229 | 85039.3728 | 0 | 0 | 0.044387 | 4.5978e-08 | 0.074497 | 0.014999 | 0.24 | 0.71023 | 0 | 0.8389 | 0.001876 | 0 | #DIV/0! | #DIV/0! | #DIV/0! | #DIV/0! | 0 | 0 | 0 | 0
1978-10-02 | Oct | 2 | 14:00 | 71.96 | 160 | 1122.0473 | 67322.8368 | 0 | 0 | 0.044336 | 4.5828e-08 | 0.074648 | 0.014971 | 0.24 | 0.71076 | 0 | 0.83565 | 0.0018798 | 0 | #DIV/0! | #DIV/0! | #DIV/0! | #DIV/0! | 0 | 0 | 0 | 0
1978-10-02 | Oct | 2 | 15:00 | 71.06 | 170 | 1023.6221 | 61417.3248 | 0 | 0 | 0.044295 | 4.5703e-08 | 0.074773 | 0.014948 | 0.24 | 0.7112 | 0 | 0.83294 | 0.001883 | 0 | #DIV/0! | #DIV/0! | #DIV/0! | #DIV/0! | 0 | 0 | 0 | 0
1978-10-02 | Oct | 2 | 16:00 | 69.08 | 170 | 905.5118 | 54330.7104 | 0 | 0 | 0.044171 | 4.5402e-08 | 0.075052 | 0.014896 | 0.24 | 0.71167 | 0 | 0.82698 | 0.0018901 | 0 | #DIV/0! | #DIV/0! | #DIV/0! | #DIV/0! | 0 | 0 | 0 | 0
1978-10-02 | Oct | 2 | 17:00 | 68 | 210 | 807.0866 | 48425.1984 | 0 | 0 | 0.044084 | 4.5222e-08 | 0.075208 | 0.014868 | 0.24 | 0.7116 | 0 | 0.82372 | 0.0018939 | 0 | #DIV/0! | #DIV/0! | #DIV/0! | #DIV/0! | 0 | 0 | 0 | 0
1978-10-02 | Oct | 2 | 18:00 | 62.06 | 150 | 610.2362 | 36614.1744 | 0 | 0 | 0.043602 | 4.4232e-08 | 0.076063 | 0.014714 | 0.24 | 0.71121 | 0 | 0.80599 | 0.0019155 | 0 | #DIV/0! | #DIV/0! | #DIV/0! | #DIV/0! | 0 | 0 | 0 | 0
1978-10-02 | Oct | 2 | 19:00 | 60.98 | 240 | 413.3858 | 24803.1504 | 0 | 0 | 0.043514 | 4.4052e-08 | 0.076219 | 0.014685 | 0.24 | 0.71114 | 0 | 0.80281 | 0.0019195 | 0 | #DIV/0! | #DIV/0! | #DIV/0! | #DIV/0! | 0 | 0 | 0 | 0
1978-10-02 | Oct | 2 | 20:00 | 60.98 | 140 | 708.6614 | 42519.6864 | 0 | 0 | 0.043514 | 4.4052e-08 | 0.076219 | 0.014685 | 0.24 | 0.71114 | 0 | 0.80281 | 0.0019195 | 0 | #DIV/0! | #DIV/0! | #DIV/0! | #DIV/0! | 0 | 0 | 0 | 0
1978-10-02 | Oct | 2 | 21:00 | 60.98 | 160 | 708.6614 | 42519.6864 | 0 | 0 | 0.043514 | 4.4052e-08 | 0.076219 | 0.014685 | 0.24 | 0.71114 | 0 | 0.80281 | 0.0019195 | 0 | #DIV/0! | #DIV/0! | #DIV/0! | #DIV/0! | 0 | 0 | 0 | 0
1978-10-02 | Oct | 2 | 22:00 | 60.08 | 180 | 413.3858 | 24803.1504 | 0 | 0 | 0.043441 | 4.3902e-08 | 0.076348 | 0.014662 | 0.24 | 0.71108 | 0 | 0.80017 | 0.0019228 | 0 | #DIV/0! | #DIV/0! | #DIV/0! | #DIV/0! | 0 | 0 | 0 | 0
1978-10-02 | Oct | 2 | 23:00 | 59 | 190 | 807.0866 | 48425.1984 | 0 | 0 | 0.043354 | 4.3722e-08 | 0.07651 | 0.014634 | 0.24 | 0.71101 | 0 | 0.79695 | 0.0019268 | 0 | #DIV/0! | #DIV/0! | #DIV/0! | #DIV/0! | 0 | 0 | 0 | 0
1978-10-02 | Oct | 2 | 24:00 | 59 | 190 | 610.2362 | 36614.1744 | 0 | 0 | 0.043354 | 4.3722e-08 | 0.07651 | 0.014634 | 0.24 | 0.71101 | 0 | 0.79695 | 0.0019268 | 0 | #DIV/0! | #DIV/0! | #DIV/0! | #DIV/0! | 0 | 0 | 0 | 0
1978-10-03 | Oct | 3 | 1:00 | 59 | 180 | 610.2362 | 36614.1744 | 0 | 0 | 0.043354 | 4.3722e-08 | 0.07651 | 0.014634 | 0.24 | 0.71101 | 0 | 0.79695 | 0.0019268 | 0 | #DIV/0! | #DIV/0! | #DIV/0! | #DIV/0! | 0 | 0 | 0 | 0
1978-10-03 | Oct | 3 | 2:00 | 59 | 210 | 610.2362 | 36614.1744 | 0 | 0 | 0.043354 | 4.3722e-08 | 0.07651 | 0.014634 | 0.24 | 0.71101 | 0 | 0.79695 | 0.0019268 | 0 | #DIV/0! | #DIV/0! | #DIV/0! | #DIV/0! | 0 | 0 | 0 | 0
1978-10-03 | Oct | 3 | 3:00 | 59 | 190 | 610.2362 | 36614.1744 | 0 | 0 | 0.043354 | 4.3722e-08 | 0.07651 | 0.014634 | 0.24 | 0.71101 | 0 | 0.79695 | 0.0019268 | 0 | #DIV/0! | #DIV/0! | #DIV/0! | #DIV/0! | 0 | 0 | 0 | 0
1978-10-03 | Oct | 3 | 4:00 | 59 | 190 | 610.2362 | 36614.1744 | 0 | 0 | 0.043354 | 4.3722e-08 | 0.07651 | 0.014634 | 0.24 | 0.71101 | 0 | 0.79695 | 0.0019268 | 0 | #DIV/0! | #DIV/0! | #DIV/0! | #DIV/0! | 0 | 0 | 0 | 0
1978-10-03 | Oct | 3 | 5:00 | 59 | 210 | 610.2362 | 36614.1744 | 0 | 0 | 0.043354 | 4.3722e-08 | 0.07651 | 0.014634 | 0.24 | 0.71101 | 0 | 0.79695 | 0.0019268 | 0 | #DIV/0! | #DIV/0! | #DIV/0! | #DIV/0! | 0 | 0 | 0 | 0
1978-10-03 | Oct | 3 | 6:00 | 59 | 220 | 708.6614 | 42519.6864 | 0 | 0 | 0.043354 | 4.3722e-08 | 0.07651 | 0.014634 | 0.24 | 0.71101 | 0 | 0.79695 | 0.0019268 | 0 | #DIV/0! | #DIV/0! | #DIV/0! | #DIV/0! | 0 | 0 | 0 | 0
1978-10-03 | Oct | 3 | 7:00 | 60.08 | 250 | 807.0866 | 48425.1984 | 0 | 0 | 0.043441 | 4.3902e-08 | 0.076348 | 0.014662 | 0.24 | 0.71108 | 0 | 0.80017 | 0.0019228 | 0 | #DIV/0! | #DIV/0! | #DIV/0! | #DIV/0! | 0 | 0 | 0 | 0
1978-10-03 | Oct | 3 | 8:00 | 60.08 | 260 | 708.6614 | 42519.6864 | 0 | 0 | 0.043441 | 4.3902e-08 | 0.076348 | 0.014662 | 0.24 | 0.71108 | 0 | 0.80017 | 0.0019228 | 0 | #DIV/0! | #DIV/0! | #DIV/0! | #DIV/0! | 0 | 0 | 0 | 0
1978-10-03 | Oct | 3 | 9:00 | 60.08 | 230 | 807.0866 | 48425.1984 | 0 | 0 | 0.043441 | 4.3902e-08 | 0.076348 | 0.014662 | 0.24 | 0.71108 | 0 | 0.80017 | 0.0019228 | 0 | #DIV/0! | #DIV/0! | #DIV/0! | #DIV/0! | 0 | 0 | 0 | 0
1978-10-03 | Oct | 3 | 10:00 | 59 | 250 | 905.5118 | 54330.7104 | 0 | 0 | 0.043354 | 4.3722e-08 | 0.07651 | 0.014634 | 0.24 | 0.71101 | 0 | 0.79695 | 0.0019268 | 0 | #DIV/0! | #DIV/0! | #DIV/0! | #DIV/0! | 0 | 0 | 0 | 0
1978-10-03 | Oct | 3 | 11:00 | 60.08 | 240 | 1023.6221 | 61417.3248 | 0 | 0 | 0.043441 | 4.3902e-08 | 0.076348 | 0.014662 | 0.24 | 0.71108 | 0 | 0.80017 | 0.0019228 | 0 | #DIV/0! | #DIV/0! | #DIV/0! | #DIV/0! | 0 | 0 | 0 | 0
1978-10-03 | Oct | 3 | 12:00 | 62.96 | 250 | 905.5118 | 54330.7104 | 0 | 0 | 0.043675 | 4.4382e-08 | 0.075934 | 0.014737 | 0.24 | 0.71127 | 0 | 0.80865 | 0.0019122 | 0 | #DIV/0! | #DIV/0! | #DIV/0! | #DIV/0! | 0 | 0 | 0 | 0
1978-10-03 | Oct | 3 | 13:00 | 64.94 | 240 | 1220.4725 | 73228.3488 | 0 | 0 | 0.043835 | 4.4712e-08 | 0.075649 | 0.014788 | 0.24 | 0.7114 | 0 | 0.81454 | 0.001905 | 0 | #DIV/0! | #DIV/0! | #DIV/0! | #DIV/0! | 0 | 0 | 0 | 0
1978-10-03 | Oct | 3 | 14:00 | 66.92 | 260 | 1220.4725 | 73228.3488 | 0 | 0 | 0.043996 | 4.5042e-08 | 0.075364 | 0.01484 | 0.24 | 0.71153 | 0 | 0.82046 | 0.0018978 | 0 | #DIV/0! | #DIV/0! | #DIV/0! | #DIV/0! | 0 | 0 | 0 | 0
1978-10-03 | Oct | 3 | 15:00 | 64.94 | 260 | 1318.8977 | 79133.8608 | 0 | 0 | 0.043835 | 4.4712e-08 | 0.075649 | 0.014788 | 0.24 | 0.7114 | 0 | 0.81454 | 0.001905 | 0 | #DIV/0! | #DIV/0! | #DIV/0! | #DIV/0! | 0 | 0 | 0 | 0
1978-10-03 | Oct | 3 | 16:00 | 62.96 | 240 | 1417.3229 | 85039.3728 | 0 | 0 | 0.043675 | 4.4382e-08 | 0.075934 | 0.014737 | 0.24 | 0.71127 | 0 | 0.80865 | 0.0019122 | 0 | #DIV/0! | #DIV/0! | #DIV/0! | #DIV/0! | 0 | 0 | 0 | 0
1978-10-03 | Oct | 3 | 17:00 | 60.98 | 260 | 1122.0473 | 67322.8368 | 0 | 0 | 0.043514 | 4.4052e-08 | 0.076219 | 0.014685 | 0.24 | 0.71114 | 0 | 0.80281 | 0.0019195 | 0 | #DIV/0! | #DIV/0! | #DIV/0! | #DIV/0! | 0 | 0 | 0 | 0
1978-10-03 | Oct | 3 | 18:00 | 57.92 | 250 | 1023.6221 | 61417.3248 | 0 | 0 | 0.043266 | 4.3542e-08 | 0.076672 | 0.014606 | 0.24 | 0.71094 | 0 | 0.79374 | 0.0019308 | 0 | #DIV/0! | #DIV/0! | #DIV/0! | #DIV/0! | 0 | 0 | 0 | 0
1978-10-03 | Oct | 3 | 19:00 | 55.94 | 240 | 807.0866 | 48425.1984 | 0 | 0 | 0.043106 | 4.3212e-08 | 0.076969 | 0.014554 | 0.24 | 0.71081 | 0 | 0.7879 | 0.0019382 | 0 | #DIV/0! | #DIV/0! | #DIV/0! | #DIV/0! | 0 | 0 | 0 | 0
1978-10-03 | Oct | 3 | 20:00 | 53.96 | 250 | 905.5118 | 54330.7104 | 0 | 0 | 0.042945 | 4.2882e-08 | 0.077266 | 0.014503 | 0.24 | 0.71067 | 0 | 0.78209 | 0.0019457 | 0 | #DIV/0! | #DIV/0! | #DIV/0! | #DIV/0! | 0 | 0 | 0 | 0
1978-10-03 | Oct | 3 | 21:00 | 51.08 | 240 | 708.6614 | 42519.6864 | 0 | 0 | 0.042712 | 4.2402e-08 | 0.077698 | 0.014428 | 0.24 | 0.71048 | 0 | 0.77373 | 0.0019566 | 0 | #DIV/0! | #DIV/0! | #DIV/0! | #DIV/0! | 0 | 0 | 0 | 0
1978-10-03 | Oct | 3 | 22:00 | 50 | 230 | 708.6614 | 42519.6864 | 0 | 0 | 0.042624 | 4.2222e-08 | 0.07786 | 0.0144 | 0.24 | 0.7104 | 0 | 0.77061 | 0.0019608 | 0 | #DIV/0! | #DIV/0! | #DIV/0! | #DIV/0! | 0 | 0 | 0 | 0
1978-10-03 | Oct | 3 | 23:00 | 50 | 230 | 807.0866 | 48425.1984 | 0 | 0 | 0.042624 | 4.2222e-08 | 0.07786 | 0.0144 | 0.24 | 0.7104 | 0 | 0.77061 | 0.0019608 | 0 | #DIV/0! | #DIV/0! | #DIV/0! | #DIV/0! | 0 | 0 | 0 | 0
1978-10-03 | Oct | 3 | 24:00 | 48.02 | 230 | 708.6614 | 42519.6864 | 0 | 0 | 0.042441 | 4.1892e-08 | 0.078169 | 0.014349 | 0.24 | 0.70988 | 0 | 0.76482 | 0.0019684 | 0 | #DIV/0! | #DIV/0! | #DIV/0! | #DIV/0! | 0 | 0 | 0 | 0
1978-10-04 | Oct | 4 | 1:00 | 48.92 | 240 | 807.0866 | 48425.1984 | 0 | 0 | 0.042524 | 4.2042e-08 | 0.078028 | 0.014372 | 0.24 | 0.71012 | 0 | 0.76745 | 0.0019649 | 0 | #DIV/0! | #DIV/0! | #DIV/0! | #DIV/0! | 0 | 0 | 0 | 0
1978-10-04 | Oct | 4 | 2:00 | 48.92 | 240 | 807.0866 | 48425.1984 | 0 | 0 | 0.042524 | 4.2042e-08 | 0.078028 | 0.014372 | 0.24 | 0.71012 | 0 | 0.76745 | 0.0019649 | 0 | #DIV/0! | #DIV/0! | #DIV/0! | #DIV/0! | 0 | 0 | 0 | 0
1978-10-04 | Oct | 4 | 3:00 | 48.92 | 240 | 807.0866 | 48425.1984 | 0 | 0 | 0.042524 | 4.2042e-08 | 0.078028 | 0.014372 | 0.24 | 0.71012 | 0 | 0.76745 | 0.0019649 | 0 | #DIV/0! | #DIV/0! | #DIV/0! | #DIV/0! | 0 | 0 | 0 | 0
1978-10-04 | Oct | 4 | 4:00 | 50 | 240 | 807.0866 | 48425.1984 | 0 | 0 | 0.042624 | 4.2222e-08 | 0.07786 | 0.0144 | 0.24 | 0.7104 | 0 | 0.77061 | 0.0019608 | 0 | #DIV/0! | #DIV/0! | #DIV/0! | #DIV/0! | 0 | 0 | 0 | 0
1978-10-04 | Oct | 4 | 5:00 | 48.02 | 240 | 807.0866 | 48425.1984 | 0 | 0 | 0.042441 | 4.1892e-08 | 0.078169 | 0.014349 | 0.24 | 0.70988 | 0 | 0.76482 | 0.0019684 | 0 | #DIV/0! | #DIV/0! | #DIV/0! | #DIV/0! | 0 | 0 | 0 | 0
1978-10-04 | Oct | 4 | 6:00 | 48.02 | 250 | 708.6614 | 42519.6864 | 0 | 0 | 0.042441 | 4.1892e-08 | 0.078169 | 0.014349 | 0.24 | 0.70988 | 0 | 0.76482 | 0.0019684 | 0 | #DIV/0! | #DIV/0! | #DIV/0! | #DIV/0! | 0 | 0 | 0 | 0
1978-10-04 | Oct | 4 | 7:00 | 50 | 240 | 807.0866 | 48425.1984 | 0 | 0 | 0.042624 | 4.2222e-08 | 0.07786 | 0.0144 | 0.24 | 0.7104 | 0 | 0.77061 | 0.0019608 | 0 | #DIV/0! | #DIV/0! | #DIV/0! | #DIV/0! | 0 | 0 | 0 | 0
1978-10-04 | Oct | 4 | 8:00 | 51.08 | 240 | 1023.6221 | 61417.3248 | 0 | 0 | 0.042712 | 4.2402e-08 | 0.077698 | 0.014428 | 0.24 | 0.71048 | 0 | 0.77373 | 0.0019566 | 0 | #DIV/0! | #DIV/0! | #DIV/0! | #DIV/0! | 0 | 0 | 0 | 0
1978-10-04 | Oct | 4 | 9:00 | 55.04 | 260 | 807.0866 | 48425.1984 | 0 | 0 | 0.043033 | 4.3062e-08 | 0.077104 | 0.014531 | 0.24 | 0.71074 | 0 | 0.78525 | 0.0019416 | 0 | #DIV/0! | #DIV/0! | #DIV/0! | #DIV/0! | 0 | 0 | 0 | 0
1978-10-04 | Oct | 4 | 10:00 | 55.94 | 270 | 1220.4725 | 73228.3488 | 0 | 0 | 0.043106 | 4.3212e-08 | 0.076969 | 0.014554 | 0.24 | 0.71081 | 0 | 0.7879 | 0.0019382 | 0 | #DIV/0! | #DIV/0! | #DIV/0! | #DIV/0! | 0 | 0 | 0 | 0
1978-10-04 | Oct | 4 | 11:00 | 57.92 | 260 | 905.5118 | 54330.7104 | 0 | 0 | 0.043266 | 4.3542e-08 | 0.076672 | 0.014606 | 0.24 | 0.71094 | 0 | 0.79374 | 0.0019308 | 0 | #DIV/0! | #DIV/0! | #DIV/0! | #DIV/0! | 0 | 0 | 0 | 0
1978-10-04 | Oct | 4 | 12:00 | 57.02 | 250 | 905.5118 | 54330.7104 | 0 | 0 | 0.043193 | 4.3392e-08 | 0.076807 | 0.014583 | 0.24 | 0.71088 | 0 | 0.79108 | 0.0019342 | 0 | #DIV/0! | #DIV/0! | #DIV/0! | #DIV/0! | 0 | 0 | 0 | 0
1978-10-04 | Oct | 4 | 13:00 | 59 | 250 | 1023.6221 | 61417.3248 | 0 | 0 | 0.043354 | 4.3722e-08 | 0.07651 | 0.014634 | 0.24 | 0.71101 | 0 | 0.79695 | 0.0019268 | 0 | #DIV/0! | #DIV/0! | #DIV/0! | #DIV/0! | 0 | 0 | 0 | 0
1978-10-04 | Oct | 4 | 14:00 | 60.08 | 240 | 905.5118 | 54330.7104 | 0 | 0 | 0.043441 | 4.3902e-08 | 0.076348 | 0.014662 | 0.24 | 0.71108 | 0 | 0.80017 | 0.0019228 | 0 | #DIV/0! | #DIV/0! | #DIV/0! | #DIV/0! | 0 | 0 | 0 | 0
1978-10-04 | Oct | 4 | 15:00 | 62.06 | 220 | 708.6614 | 42519.6864 | 0 | 0 | 0.043602 | 4.4232e-08 | 0.076063 | 0.014714 | 0.24 | 0.71121 | 0 | 0.80599 | 0.0019155 | 0 | #DIV/0! | #DIV/0! | #DIV/0! | #DIV/0! | 0 | 0 | 0 | 0
1978-10-04 | Oct | 4 | 16:00 | 62.06 | 210 | 905.5118 | 54330.7104 | 0 | 0 | 0.043602 | 4.4232e-08 | 0.076063 | 0.014714 | 0.24 | 0.71121 | 0 | 0.80599 | 0.0019155 | 0 | #DIV/0! | #DIV/0! | #DIV/0! | #DIV/0! | 0 | 0 | 0 | 0
1978-10-04 | Oct | 4 | 17:00 | 59 | 200 | 610.2362 | 36614.1744 | 0 | 0 | 0.043354 | 4.3722e-08 | 0.07651 | 0.014634 | 0.24 | 0.71101 | 0 | 0.79695 | 0.0019268 | 0 | #DIV/0! | #DIV/0! | #DIV/0! | #DIV/0! | 0 | 0 | 0 | 0
1978-10-04 | Oct | 4 | 18:00 | 57.02 | 180 | 610.2362 | 36614.1744 | 0 | 0 | 0.043193 | 4.3392e-08 | 0.076807 | 0.014583 | 0.24 | 0.71088 | 0 | 0.79108 | 0.0019342 | 0 | #DIV/0! | #DIV/0! | #DIV/0! | #DIV/0! | 0 | 0 | 0 | 0
1978-10-04 | Oct | 4 | 19:00 | 57.02 | 130 | 708.6614 | 42519.6864 | 0 | 0 | 0.043193 | 4.3392e-08 | 0.076807 | 0.014583 | 0.24 | 0.71088 | 0 | 0.79108 | 0.0019342 | 0 | #DIV/0! | #DIV/0! | #DIV/0! | #DIV/0! | 0 | 0 | 0 | 0
1978-10-04 | Oct | 4 | 20:00 | 55.94 | 220 | 295.2756 | 17716.536 | 0 | 0 | 0.043106 | 4.3212e-08 | 0.076969 | 0.014554 | 0.24 | 0.71081 | 0 | 0.7879 | 0.0019382 | 0 | #DIV/0! | #DIV/0! | #DIV/0! | #DIV/0! | 0 | 0 | 0 | 0
1978-10-04 | Oct | 4 | 21:00 | 55.04 | 160 | 610.2362 | 36614.1744 | 0 | 0 | 0.043033 | 4.3062e-08 | 0.077104 | 0.014531 | 0.24 | 0.71074 | 0 | 0.78525 | 0.0019416 | 0 | #DIV/0! | #DIV/0! | #DIV/0! | #DIV/0! | 0 | 0 | 0 | 0
1978-10-04 | Oct | 4 | 22:00 | 55.94 | 150 | 807.0866 | 48425.1984 | 0 | 0 | 0.043106 | 4.3212e-08 | 0.076969 | 0.014554 | 0.24 | 0.71081 | 0 | 0.7879 | 0.0019382 | 0 | #DIV/0! | #DIV/0! | #DIV/0! | #DIV/0! | 0 | 0 | 0 | 0
1978-10-04 | Oct | 4 | 23:00 | 55.94 | 180 | 807.0866 | 48425.1984 | 0 | 0 | 0.043106 | 4.3212e-08 | 0.076969 | 0.014554 | 0.24 | 0.71081 | 0 | 0.7879 | 0.0019382 | 0 | #DIV/0! | #DIV/0! | #DIV/0! | #DIV/0! | 0 | 0 | 0 | 0
1978-10-04 | Oct | 4 | 24:00 | 53.96 | 190 | 708.6614 | 42519.6864 | 0 | 0 | 0.042945 | 4.2882e-08 | 0.077266 | 0.014503 | 0.24 | 0.71067 | 0 | 0.78209 | 0.0019457 | 0 | #DIV/0! | #DIV/0! | #DIV/0! | #DIV/0! | 0 | 0 | 0 | 0
1978-10-05 | Oct | 5 | 1:00 | 55.94 | 160 | 807.0866 | 48425.1984 | 0 | 0 | 0.043106 | 4.3212e-08 | 0.076969 | 0.014554 | 0.24 | 0.71081 | 0 | 0.7879 | 0.0019382 | 0 | #DIV/0! | #DIV/0! | #DIV/0! | #DIV/0! | 0 | 0 | 0 | 0
1978-10-05 | Oct | 5 | 2:00 | 55.04 | 180 | 905.5118 | 54330.7104 | 0 | 0 | 0.043033 | 4.3062e-08 | 0.077104 | 0.014531 | 0.24 | 0.71074 | 0 | 0.78525 | 0.0019416 | 0 | #DIV/0! | #DIV/0! | #DIV/0! | #DIV/0! | 0 | 0 | 0 | 0
1978-10-05 | Oct | 5 | 3:00 | 55.04 | 170 | 1122.0473 | 67322.8368 | 0 | 0 | 0.043033 | 4.3062e-08 | 0.077104 | 0.014531 | 0.24 | 0.71074 | 0 | 0.78525 | 0.0019416 | 0 | #DIV/0! | #DIV/0! | #DIV/0! | #DIV/0! | 0 | 0 | 0 | 0
1978-10-05 | Oct | 5 | 4:00 | 57.02 | 180 | 1417.3229 | 85039.3728 | 0 | 0 | 0.043193 | 4.3392e-08 | 0.076807 | 0.014583 | 0.24 | 0.71088 | 0 | 0.79108 | 0.0019342 | 0 | #DIV/0! | #DIV/0! | #DIV/0! | #DIV/0! | 0 | 0 | 0 | 0
1978-10-05 | Oct | 5 | 5:00 | 59 | 210 | 1614.1733 | 96850.3968 | 0 | 0 | 0.043354 | 4.3722e-08 | 0.07651 | 0.014634 | 0.24 | 0.71101 | 0 | 0.79695 | 0.0019268 | 0 | #DIV/0! | #DIV/0! | #DIV/0! | #DIV/0! | 0 | 0 | 0 | 0
1978-10-05 | Oct | 5 | 6:00 | 57.92 | 200 | 1318.8977 | 79133.8608 | 0 | 0 | 0.043266 | 4.3542e-08 | 0.076672 | 0.014606 | 0.24 | 0.71094 | 0 | 0.79374 | 0.0019308 | 0 | #DIV/0! | #DIV/0! | #DIV/0! | #DIV/0! | 0 | 0 | 0 | 0
1978-10-05 | Oct | 5 | 7:00 | 57.92 | 240 | 905.5118 | 54330.7104 | 0 | 0 | 0.043266 | 4.3542e-08 | 0.076672 | 0.014606 | 0.24 | 0.71094 | 0 | 0.79374 | 0.0019308 | 0 | #DIV/0! | #DIV/0! | #DIV/0! | #DIV/0! | 0 | 0 | 0 | 0
1978-10-05 | Oct | 5 | 8:00 | 59 | 250 | 1122.0473 | 67322.8368 | 0 | 0 | 0.043354 | 4.3722e-08 | 0.07651 | 0.014634 | 0.24 | 0.71101 | 0 | 0.79695 | 0.0019268 | 0 | #DIV/0! | #DIV/0! | #DIV/0! | #DIV/0! | 0 | 0 | 0 | 0
1978-10-05 | Oct | 5 | 9:00 | 60.08 | 250 | 1023.6221 | 61417.3248 | 0 | 0 | 0.043441 | 4.3902e-08 | 0.076348 | 0.014662 | 0.24 | 0.71108 | 0 | 0.80017 | 0.0019228 | 0 | #DIV/0! | #DIV/0! | #DIV/0! | #DIV/0! | 0 | 0 | 0 | 0
1978-10-05 | Oct | 5 | 10:00 | 60.08 | 240 | 1515.7481 | 90944.8848 | 0 | 0 | 0.043441 | 4.3902e-08 | 0.076348 | 0.014662 | 0.24 | 0.71108 | 0 | 0.80017 | 0.0019228 | 0 | #DIV/0! | #DIV/0! | #DIV/0! | #DIV/0! | 0 | 0 | 0 | 0
1978-10-05 | Oct | 5 | 11:00 | 59 | 250 | 1417.3229 | 85039.3728 | 0 | 0 | 0.043354 | 4.3722e-08 | 0.07651 | 0.014634 | 0.24 | 0.71101 | 0 | 0.79695 | 0.0019268 | 0 | #DIV/0! | #DIV/0! | #DIV/0! | #DIV/0! | 0 | 0 | 0 | 0
1978-10-05 | Oct | 5 | 12:00 | 59 | 230 | 1830.7087 | 109842.5232 | 0 | 0 | 0.043354 | 4.3722e-08 | 0.07651 | 0.014634 | 0.24 | 0.71101 | 0 | 0.79695 | 0.0019268 | 0 | #DIV/0! | #DIV/0! | #DIV/0! | #DIV/0! | 0 | 0 | 0 | 0
1978-10-05 | Oct | 5 | 13:00 | 55.04 | 230 | 1929.1339 | 115748.0352 | 0 | 0 | 0.043033 | 4.3062e-08 | 0.077104 | 0.014531 | 0.24 | 0.71074 | 0 | 0.78525 | 0.0019416 | 0 | #DIV/0! | #DIV/0! | #DIV/0! | #DIV/0! | 0 | 0 | 0 | 0
1978-10-05 | Oct | 5 | 14:00 | 53.96 | 240 | 1417.3229 | 85039.3728 | 0 | 0 | 0.042945 | 4.2882e-08 | 0.077266 | 0.014503 | 0.24 | 0.71067 | 0 | 0.78209 | 0.0019457 | 0 | #DIV/0! | #DIV/0! | #DIV/0! | #DIV/0! | 0 | 0 | 0 | 0
1978-10-05 | Oct | 5 | 15:00 | 53.96 | 240 | 1220.4725 | 73228.3488 | 0 | 0 | 0.042945 | 4.2882e-08 | 0.077266 | 0.014503 | 0.24 | 0.71067 | 0 | 0.78209 | 0.0019457 | 0 | #DIV/0! | #DIV/0! | #DIV/0! | #DIV/0! | 0 | 0 | 0 | 0
1978-10-05 | Oct | 5 | 16:00 | 53.06 | 250 | 1023.6221 | 61417.3248 | 0 | 0 | 0.042872 | 4.2732e-08 | 0.077401 | 0.01448 | 0.24 | 0.71061 | 0 | 0.77947 | 0.0019491 | 0 | #DIV/0! | #DIV/0! | #DIV/0! | #DIV/0! | 0 | 0 | 0 | 0
1978-10-05 | Oct | 5 | 17:00 | 53.06 | 260 | 905.5118 | 54330.7104 | 0 | 0 | 0.042872 | 4.2732e-08 | 0.077401 | 0.01448 | 0.24 | 0.71061 | 0 | 0.77947 | 0.0019491 | 0 | #DIV/0! | #DIV/0! | #DIV/0! | #DIV/0! | 0 | 0 | 0 | 0
1978-10-05 | Oct | 5 | 18:00 | 51.98 | 250 | 1417.3229 | 85039.3728 | 0 | 0 | 0.042785 | 4.2552e-08 | 0.077563 | 0.014451 | 0.24 | 0.71054 | 0 | 0.77633 | 0.0019532 | 0 | #DIV/0! | #DIV/0! | #DIV/0! | #DIV/0! | 0 | 0 | 0 | 0
1978-10-05 | Oct | 5 | 19:00 | 51.98 | 260 | 1417.3229 | 85039.3728 | 0 | 0 | 0.042785 | 4.2552e-08 | 0.077563 | 0.014451 | 0.24 | 0.71054 | 0 | 0.77633 | 0.0019532 | 0 | #DIV/0! | #DIV/0! | #DIV/0! | #DIV/0! | 0 | 0 | 0 | 0
1978-10-05 | Oct | 5 | 20:00 | 51.98 | 270 | 1515.7481 | 90944.8848 | 0 | 0 | 0.042785 | 4.2552e-08 | 0.077563 | 0.014451 | 0.24 | 0.71054 | 0 | 0.77633 | 0.0019532 | 0 | #DIV/0! | #DIV/0! | #DIV/0! | #DIV/0! | 0 | 0 | 0 | 0
1978-10-05 | Oct | 5 | 21:00 | 51.08 | 270 | 1122.0473 | 67322.8368 | 0 | 0 | 0.042712 | 4.2402e-08 | 0.077698 | 0.014428 | 0.24 | 0.71048 | 0 | 0.77373 | 0.0019566 | 0 | #DIV/0! | #DIV/0! | #DIV/0! | #DIV/0! | 0 | 0 | 0 | 0
1978-10-05 | Oct | 5 | 22:00 | 51.08 | 280 | 1830.7087 | 109842.5232 | 0 | 0 | 0.042712 | 4.2402e-08 | 0.077698 | 0.014428 | 0.24 | 0.71048 | 0 | 0.77373 | 0.0019566 | 0 | #DIV/0! | #DIV/0! | #DIV/0! | #DIV/0! | 0 | 0 | 0 | 0
1978-10-05 | Oct | 5 | 23:00 | 51.98 | 280 | 1614.1733 | 96850.3968 | 0 | 0 | 0.042785 | 4.2552e-08 | 0.077563 | 0.014451 | 0.24 | 0.71054 | 0 | 0.77633 | 0.0019532 | 0 | #DIV/0! | #DIV/0! | #DIV/0! | #DIV/0! | 0 | 0 | 0 | 0
1978-10-05 | Oct | 5 | 24:00 | 51.98 | 290 | 1515.7481 | 90944.8848 | 0 | 0 | 0.042785 | 4.2552e-08 | 0.077563 | 0.014451 | 0.24 | 0.71054 | 0 | 0.77633 | 0.0019532 | 0 | #DIV/0! | #DIV/0! | #DIV/0! | #DIV/0! | 0 | 0 | 0 | 0
1978-10-06 | Oct | 6 | 1:00 | 51.98 | 290 | 1220.4725 | 73228.3488 | 0 | 0 | 0.042785 | 4.2552e-08 | 0.077563 | 0.014451 | 0.24 | 0.71054 | 0 | 0.77633 | 0.0019532 | 0 | #DIV/0! | #DIV/0! | #DIV/0! | #DIV/0! | 0 | 0 | 0 | 0
1978-10-06 | Oct | 6 | 2:00 | 51.98 | 280 | 1515.7481 | 90944.8848 | 0 | 0 | 0.042785 | 4.2552e-08 | 0.077563 | 0.014451 | 0.24 | 0.71054 | 0 | 0.77633 | 0.0019532 | 0 | #DIV/0! | #DIV/0! | #DIV/0! | #DIV/0! | 0 | 0 | 0 | 0
1978-10-06 | Oct | 6 | 3:00 | 51.08 | 270 | 1318.8977 | 79133.8608 | 0 | 0 | 0.042712 | 4.2402e-08 | 0.077698 | 0.014428 | 0.24 | 0.71048 | 0 | 0.77373 | 0.0019566 | 0 | #DIV/0! | #DIV/0! | #DIV/0! | #DIV/0! | 0 | 0 | 0 | 0
1978-10-06 | Oct | 6 | 4:00 | 51.08 | 280 | 1417.3229 | 85039.3728 | 0 | 0 | 0.042712 | 4.2402e-08 | 0.077698 | 0.014428 | 0.24 | 0.71048 | 0 | 0.77373 | 0.0019566 | 0 | #DIV/0! | #DIV/0! | #DIV/0! | #DIV/0! | 0 | 0 | 0 | 0
1978-10-06 | Oct | 6 | 5:00 | 51.08 | 280 | 1614.1733 | 96850.3968 | 0 | 0 | 0.042712 | 4.2402e-08 | 0.077698 | 0.014428 | 0.24 | 0.71048 | 0 | 0.77373 | 0.0019566 | 0 | #DIV/0! | #DIV/0! | #DIV/0! | #DIV/0! | 0 | 0 | 0 | 0
1978-10-06 | Oct | 6 | 6:00 | 50 | 300 | 1023.6221 | 61417.3248 | 0 | 0 | 0.042624 | 4.2222e-08 | 0.07786 | 0.0144 | 0.24 | 0.7104 | 0 | 0.77061 | 0.0019608 | 0 | #DIV/0! | #DIV/0! | #DIV/0! | #DIV/0! | 0 | 0 | 0 | 0
1978-10-06 | Oct | 6 | 7:00 | 50 | 290 | 1417.3229 | 85039.3728 | 0 | 0 | 0.042624 | 4.2222e-08 | 0.07786 | 0.0144 | 0.24 | 0.7104 | 0 | 0.77061 | 0.0019608 | 0 | #DIV/0! | #DIV/0! | #DIV/0! | #DIV/0! | 0 | 0 | 0 | 0
1978-10-06 | Oct | 6 | 8:00 | 51.98 | 290 | 1515.7481 | 90944.8848 | 0 | 0 | 0.042785 | 4.2552e-08 | 0.077563 | 0.014451 | 0.24 | 0.71054 | 0 | 0.77633 | 0.0019532 | 0 | #DIV/0! | #DIV/0! | #DIV/0! | #DIV/0! | 0 | 0 | 0 | 0
1978-10-06 | Oct | 6 | 9:00 | 55.04 | 300 | 1417.3229 | 85039.3728 | 0 | 0 | 0.043033 | 4.3062e-08 | 0.077104 | 0.014531 | 0.24 | 0.71074 | 0 | 0.78525 | 0.0019416 | 0 | #DIV/0! | #DIV/0! | #DIV/0! | #DIV/0! | 0 | 0 | 0 | 0
1978-10-06 | Oct | 6 | 10:00 | 55.94 | 300 | 1515.7481 | 90944.8848 | 0 | 0 | 0.043106 | 4.3212e-08 | 0.076969 | 0.014554 | 0.24 | 0.71081 | 0 | 0.7879 | 0.0019382 | 0 | #DIV/0! | #DIV/0! | #DIV/0! | #DIV/0! | 0 | 0 | 0 | 0
1978-10-06 | Oct | 6 | 11:00 | 55.04 | 300 | 1023.6221 | 61417.3248 | 0 | 0 | 0.043033 | 4.3062e-08 | 0.077104 | 0.014531 | 0.24 | 0.71074 | 0 | 0.78525 | 0.0019416 | 0 | #DIV/0! | #DIV/0! | #DIV/0! | #DIV/0! | 0 | 0 | 0 | 0
1978-10-06 | Oct | 6 | 12:00 | 53.96 | 300 | 1023.6221 | 61417.3248 | 0 | 0 | 0.042945 | 4.2882e-08 | 0.077266 | 0.014503 | 0.24 | 0.71067 | 0 | 0.78209 | 0.0019457 | 0 | #DIV/0! | #DIV/0! | #DIV/0! | #DIV/0! | 0 | 0 | 0 | 0
1978-10-06 | Oct | 6 | 13:00 | 51.98 | 280 | 1318.8977 | 79133.8608 | 0 | 0 | 0.042785 | 4.2552e-08 | 0.077563 | 0.014451 | 0.24 | 0.71054 | 0 | 0.77633 | 0.0019532 | 0 | #DIV/0! | #DIV/0! | #DIV/0! | #DIV/0! | 0 | 0 | 0 | 0
1978-10-06 | Oct | 6 | 14:00 | 53.06 | 300 | 1318.8977 | 79133.8608 | 0 | 0 | 0.042872 | 4.2732e-08 | 0.077401 | 0.01448 | 0.24 | 0.71061 | 0 | 0.77947 | 0.0019491 | 0 | #DIV/0! | #DIV/0! | #DIV/0! | #DIV/0! | 0 | 0 | 0 | 0
1978-10-06 | Oct | 6 | 15:00 | 51.08 | 290 | 1023.6221 | 61417.3248 | 0 | 0 | 0.042712 | 4.2402e-08 | 0.077698 | 0.014428 | 0.24 | 0.71048 | 0 | 0.77373 | 0.0019566 | 0 | #DIV/0! | #DIV/0! | #DIV/0! | #DIV/0! | 0 | 0 | 0 | 0
1978-10-06 | Oct | 6 | 16:00 | 51.08 | 280 | 1318.8977 | 79133.8608 | 0 | 0 | 0.042712 | 4.2402e-08 | 0.077698 | 0.014428 | 0.24 | 0.71048 | 0 | 0.77373 | 0.0019566 | 0 | #DIV/0! | #DIV/0! | #DIV/0! | #DIV/0! | 0 | 0 | 0 | 0
1978-10-06 | Oct | 6 | 17:00 | 51.08 | 290 | 1122.0473 | 67322.8368 | 0 | 0 | 0.042712 | 4.2402e-08 | 0.077698 | 0.014428 | 0.24 | 0.71048 | 0 | 0.77373 | 0.0019566 | 0 | #DIV/0! | #DIV/0! | #DIV/0! | #DIV/0! | 0 | 0 | 0 | 0
1978-10-06 | Oct | 6 | 18:00 | 50 | 270 | 905.5118 | 54330.7104 | 0 | 0 | 0.042624 | 4.2222e-08 | 0.07786 | 0.0144 | 0.24 | 0.7104 | 0 | 0.77061 | 0.0019608 | 0 | #DIV/0! | #DIV/0! | #DIV/0! | #DIV/0! | 0 | 0 | 0 | 0
1978-10-06 | Oct | 6 | 19:00 | 50 | 290 | 1023.6221 | 61417.3248 | 0 | 0 | 0.042624 | 4.2222e-08 | 0.07786 | 0.0144 | 0.24 | 0.7104 | 0 | 0.77061 | 0.0019608 | 0 | #DIV/0! | #DIV/0! | #DIV/0! | #DIV/0! | 0 | 0 | 0 | 0
1978-10-06 | Oct | 6 | 20:00 | 50 | 270 | 807.0866 | 48425.1984 | 0 | 0 | 0.042624 | 4.2222e-08 | 0.07786 | 0.0144 | 0.24 | 0.7104 | 0 | 0.77061 | 0.0019608 | 0 | #DIV/0! | #DIV/0! | #DIV/0! | #DIV/0! | 0 | 0 | 0 | 0
1978-10-06 | Oct | 6 | 21:00 | 48.92 | 290 | 905.5118 | 54330.7104 | 0 | 0 | 0.042524 | 4.2042e-08 | 0.078028 | 0.014372 | 0.24 | 0.71012 | 0 | 0.76745 | 0.0019649 | 0 | #DIV/0! | #DIV/0! | #DIV/0! | #DIV/0! | 0 | 0 | 0 | 0
1978-10-06 | Oct | 6 | 22:00 | 48.02 | 290 | 807.0866 | 48425.1984 | 0 | 0 | 0.042441 | 4.1892e-08 | 0.078169 | 0.014349 | 0.24 | 0.70988 | 0 | 0.76482 | 0.0019684 | 0 | #DIV/0! | #DIV/0! | #DIV/0! | #DIV/0! | 0 | 0 | 0 | 0
1978-10-06 | Oct | 6 | 23:00 | 44.96 | 290 | 1023.6221 | 61417.3248 | 0 | 0 | 0.042157 | 4.1382e-08 | 0.078646 | 0.014269 | 0.24 | 0.70907 | 0 | 0.75597 | 0.0019804 | 0 | #DIV/0! | #DIV/0! | #DIV/0! | #DIV/0! | 0 | 0 | 0 | 0
1978-10-06 | Oct | 6 | 24:00 | 42.98 | 290 | 807.0866 | 48425.1984 | 0 | 0 | 0.041974 | 4.1052e-08 | 0.078955 | 0.014217 | 0.24 | 0.70854 | 0 | 0.75029 | 0.0019882 | 0 | #DIV/0! | #DIV/0! | #DIV/0! | #DIV/0! | 0 | 0 | 0 | 0
1978-10-07 | Oct | 7 | 1:00 | 42.08 | 270 | 807.0866 | 48425.1984 | 0 | 0 | 0.04189 | 4.0902e-08 | 0.079096 | 0.014194 | 0.24 | 0.7083 | 0 | 0.74773 | 0.0019917 | 0 | #DIV/0! | #DIV/0! | #DIV/0! | #DIV/0! | 0 | 0 | 0 | 0
1978-10-07 | Oct | 7 | 2:00 | 41 | 270 | 610.2362 | 36614.1744 | 0 | 0 | 0.04179 | 4.0722e-08 | 0.079264 | 0.014166 | 0.24 | 0.70801 | 0 | 0.74466 | 0.001996 | 0 | #DIV/0! | #DIV/0! | #DIV/0! | #DIV/0! | 0 | 0 | 0 | 0
1978-10-07 | Oct | 7 | 3:00 | 44.06 | 280 | 1023.6221 | 61417.3248 | 0 | 0 | 0.042074 | 4.1232e-08 | 0.078787 | 0.014246 | 0.24 | 0.70883 | 0 | 0.75338 | 0.0019839 | 0 | #DIV/0! | #DIV/0! | #DIV/0! | #DIV/0! | 0 | 0 | 0 | 0
1978-10-07 | Oct | 7 | 4:00 | 42.98 | 290 | 807.0866 | 48425.1984 | 0 | 0 | 0.041974 | 4.1052e-08 | 0.078955 | 0.014217 | 0.24 | 0.70854 | 0 | 0.75029 | 0.0019882 | 0 | #DIV/0! | #DIV/0! | #DIV/0! | #DIV/0! | 0 | 0 | 0 | 0
1978-10-07 | Oct | 7 | 5:00 | 42.08 | 300 | 807.0866 | 48425.1984 | 0 | 0 | 0.04189 | 4.0902e-08 | 0.079096 | 0.014194 | 0.24 | 0.7083 | 0 | 0.74773 | 0.0019917 | 0 | #DIV/0! | #DIV/0! | #DIV/0! | #DIV/0! | 0 | 0 | 0 | 0
1978-10-07 | Oct | 7 | 6:00 | 39.92 | 290 | 610.2362 | 36614.1744 | 0 | 0 | 0.041696 | 4.0547e-08 | 0.079433 | 0.014138 | 0.24 | 0.70781 | 0 | 0.74161 | 0.0020003 | 0 | #DIV/0! | #DIV/0! | #DIV/0! | #DIV/0! | 0 | 0 | 0 | 0
1978-10-07 | Oct | 7 | 7:00 | 42.98 | 290 | 807.0866 | 48425.1984 | 0 | 0 | 0.041974 | 4.1052e-08 | 0.078955 | 0.014217 | 0.24 | 0.70854 | 0 | 0.75029 | 0.0019882 | 0 | #DIV/0! | #DIV/0! | #DIV/0! | #DIV/0! | 0 | 0 | 0 | 0
1978-10-07 | Oct | 7 | 8:00 | 46.94 | 330 | 1220.4725 | 73228.3488 | 0 | 0 | 0.042341 | 4.1712e-08 | 0.078337 | 0.01432 | 0.24 | 0.7096 | 0 | 0.76169 | 0.0019726 | 0 | #DIV/0! | #DIV/0! | #DIV/0! | #DIV/0! | 0 | 0 | 0 | 0
1978-10-07 | Oct | 7 | 9:00 | 48.92 | 310 | 1023.6221 | 61417.3248 | 0 | 0 | 0.042524 | 4.2042e-08 | 0.078028 | 0.014372 | 0.24 | 0.71012 | 0 | 0.76745 | 0.0019649 | 0 | #DIV/0! | #DIV/0! | #DIV/0! | #DIV/0! | 0 | 0 | 0 | 0
1978-10-07 | Oct | 7 | 10:00 | 51.98 | 340 | 1023.6221 | 61417.3248 | 0 | 0 | 0.042785 | 4.2552e-08 | 0.077563 | 0.014451 | 0.24 | 0.71054 | 0 | 0.77633 | 0.0019532 | 0 | #DIV/0! | #DIV/0! | #DIV/0! | #DIV/0! | 0 | 0 | 0 | 0
1978-10-07 | Oct | 7 | 11:00 | 53.96 | 290 | 1318.8977 | 79133.8608 | 0 | 0 | 0.042945 | 4.2882e-08 | 0.077266 | 0.014503 | 0.24 | 0.71067 | 0 | 0.78209 | 0.0019457 | 0 | #DIV/0! | #DIV/0! | #DIV/0! | #DIV/0! | 0 | 0 | 0 | 0
1978-10-07 | Oct | 7 | 12:00 | 51.98 | 320 | 1122.0473 | 67322.8368 | 0 | 0 | 0.042785 | 4.2552e-08 | 0.077563 | 0.014451 | 0.24 | 0.71054 | 0 | 0.77633 | 0.0019532 | 0 | #DIV/0! | #DIV/0! | #DIV/0! | #DIV/0! | 0 | 0 | 0 | 0
1978-10-07 | Oct | 7 | 13:00 | 51.98 | 330 | 1515.7481 | 90944.8848 | 0 | 0 | 0.042785 | 4.2552e-08 | 0.077563 | 0.014451 | 0.24 | 0.71054 | 0 | 0.77633 | 0.0019532 | 0 | #DIV/0! | #DIV/0! | #DIV/0! | #DIV/0! | 0 | 0 | 0 | 0
1978-10-07 | Oct | 7 | 14:00 | 50 | 320 | 1220.4725 | 73228.3488 | 0 | 0 | 0.042624 | 4.2222e-08 | 0.07786 | 0.0144 | 0.24 | 0.7104 | 0 | 0.77061 | 0.0019608 | 0 | #DIV/0! | #DIV/0! | #DIV/0! | #DIV/0! | 0 | 0 | 0 | 0
1978-10-07 | Oct | 7 | 15:00 | 50 | 320 | 1220.4725 | 73228.3488 | 0 | 0 | 0.042624 | 4.2222e-08 | 0.07786 | 0.0144 | 0.24 | 0.7104 | 0 | 0.77061 | 0.0019608 | 0 | #DIV/0! | #DIV/0! | #DIV/0! | #DIV/0! | 0 | 0 | 0 | 0
1978-10-07 | Oct | 7 | 16:00 | 50 | 310 | 1122.0473 | 67322.8368 | 0 | 0 | 0.042624 | 4.2222e-08 | 0.07786 | 0.0144 | 0.24 | 0.7104 | 0 | 0.77061 | 0.0019608 | 0 | #DIV/0! | #DIV/0! | #DIV/0! | #DIV/0! | 0 | 0 | 0 | 0
1978-10-07 | Oct | 7 | 17:00 | 48.02 | 300 | 807.0866 | 48425.1984 | 0 | 0 | 0.042441 | 4.1892e-08 | 0.078169 | 0.014349 | 0.24 | 0.70988 | 0 | 0.76482 | 0.0019684 | 0 | #DIV/0! | #DIV/0! | #DIV/0! | #DIV/0! | 0 | 0 | 0 | 0
1978-10-07 | Oct | 7 | 18:00 | 46.94 | 330 | 708.6614 | 42519.6864 | 0 | 0 | 0.042341 | 4.1712e-08 | 0.078337 | 0.01432 | 0.24 | 0.7096 | 0 | 0.76169 | 0.0019726 | 0 | #DIV/0! | #DIV/0! | #DIV/0! | #DIV/0! | 0 | 0 | 0 | 0
1978-10-07 | Oct | 7 | 19:00 | 46.04 | 300 | 511.811 | 30708.6624 | 0 | 0 | 0.042257 | 4.1562e-08 | 0.078478 | 0.014297 | 0.24 | 0.70936 | 0 | 0.75908 | 0.0019761 | 0 | #DIV/0! | #DIV/0! | #DIV/0! | #DIV/0! | 0 | 0 | 0 | 0
1978-10-07 | Oct | 7 | 20:00 | 44.96 | 340 | 807.0866 | 48425.1984 | 0 | 0 | 0.042157 | 4.1382e-08 | 0.078646 | 0.014269 | 0.24 | 0.70907 | 0 | 0.75597 | 0.0019804 | 0 | #DIV/0! | #DIV/0! | #DIV/0! | #DIV/0! | 0 | 0 | 0 | 0
1978-10-07 | Oct | 7 | 21:00 | 42.08 | 360 | 610.2362 | 36614.1744 | 0 | 0 | 0.04189 | 4.0902e-08 | 0.079096 | 0.014194 | 0.24 | 0.7083 | 0 | 0.74773 | 0.0019917 | 0 | #DIV/0! | #DIV/0! | #DIV/0! | #DIV/0! | 0 | 0 | 0 | 0
1978-10-07 | Oct | 7 | 22:00 | 37.04 | 310 | 511.811 | 30708.6624 | 0 | 0 | 0.041629 | 4.0227e-08 | 0.0799 | 0.014063 | 0.24 | 0.71044 | 0 | 0.73337 | 0.0020119 | 0 | #DIV/0! | #DIV/0! | #DIV/0! | #DIV/0! | 0 | 0 | 0 | 0
1978-10-07 | Oct | 7 | 23:00 | 37.04 | 290 | 511.811 | 30708.6624 | 0 | 0 | 0.041629 | 4.0227e-08 | 0.0799 | 0.014063 | 0.24 | 0.71044 | 0 | 0.73337 | 0.0020119 | 0 | #DIV/0! | #DIV/0! | #DIV/0! | #DIV/0! | 0 | 0 | 0 | 0
1978-10-07 | Oct | 7 | 24:00 | 35.96 | 280 | 610.2362 | 36614.1744 | 0 | 0 | 0.041604 | 4.0107e-08 | 0.080074 | 0.014035 | 0.24 | 0.71143 | 0 | 0.73031 | 0.0020163 | 0 | #DIV/0! | #DIV/0! | #DIV/0! | #DIV/0! | 0 | 0 | 0 | 0
1978-10-08 | Oct | 8 | 1:00 | 35.06 | 270 | 511.811 | 30708.6624 | 0 | 0 | 0.041583 | 4.0007e-08 | 0.08022 | 0.014012 | 0.24 | 0.71226 | 0 | 0.72776 | 0.00202 | 0 | #DIV/0! | #DIV/0! | #DIV/0! | #DIV/0! | 0 | 0 | 0 | 0
1978-10-08 | Oct | 8 | 2:00 | 33.98 | 260 | 511.811 | 30708.6624 | 0 | 0 | 0.041558 | 3.9887e-08 | 0.080395 | 0.013983 | 0.24 | 0.71327 | 0 | 0.72473 | 0.0020244 | 0 | #DIV/0! | #DIV/0! | #DIV/0! | #DIV/0! | 0 | 0 | 0 | 0
1978-10-08 | Oct | 8 | 3:00 | 33.98 | 270 | 511.811 | 30708.6624 | 0 | 0 | 0.041558 | 3.9887e-08 | 0.080395 | 0.013983 | 0.24 | 0.71327 | 0 | 0.72473 | 0.0020244 | 0 | #DIV/0! | #DIV/0! | #DIV/0! | #DIV/0! | 0 | 0 | 0 | 0
1978-10-08 | Oct | 8 | 4:00 | 33.98 | 270 | 511.811 | 30708.6624 | 0 | 0 | 0.041558 | 3.9887e-08 | 0.080395 | 0.013983 | 0.24 | 0.71327 | 0 | 0.72473 | 0.0020244 | 0 | #DIV/0! | #DIV/0! | #DIV/0! | #DIV/0! | 0 | 0 | 0 | 0
1978-10-08 | Oct | 8 | 5:00 | 33.08 | 270 | 610.2362 | 36614.1744 | 0 | 0 | 0.041537 | 3.9787e-08 | 0.080541 | 0.01396 | 0.24 | 0.7141 | 0 | 0.7222 | 0.0020281 | 0 | #DIV/0! | #DIV/0! | #DIV/0! | #DIV/0! | 0 | 0 | 0 | 0
1978-10-08 | Oct | 8 | 6:00 | 32 | 250 | 511.811 | 30708.6624 | 0 | 0 | 0.041512 | 3.9667e-08 | 0.080716 | 0.013932 | 0.24 | 0.71511 | 0 | 0.71919 | 0.0020325 | 0 | #DIV/0! | #DIV/0! | #DIV/0! | #DIV/0! | 0 | 0 | 0 | 0
1978-10-08 | Oct | 8 | 7:00 | 35.06 | 260 | 413.3858 | 24803.1504 | 0 | 0 | 0.041583 | 4.0007e-08 | 0.08022 | 0.014012 | 0.24 | 0.71226 | 0 | 0.72776 | 0.00202 | 0 | #DIV/0! | #DIV/0! | #DIV/0! | #DIV/0! | 0 | 0 | 0 | 0
1978-10-08 | Oct | 8 | 8:00 | 44.06 | 270 | 708.6614 | 42519.6864 | 0 | 0 | 0.042074 | 4.1232e-08 | 0.078787 | 0.014246 | 0.24 | 0.70883 | 0 | 0.75338 | 0.0019839 | 0 | #DIV/0! | #DIV/0! | #DIV/0! | #DIV/0! | 0 | 0 | 0 | 0
1978-10-08 | Oct | 8 | 9:00 | 48.92 | 250 | 708.6614 | 42519.6864 | 0 | 0 | 0.042524 | 4.2042e-08 | 0.078028 | 0.014372 | 0.24 | 0.71012 | 0 | 0.76745 | 0.0019649 | 0 | #DIV/0! | #DIV/0! | #DIV/0! | #DIV/0! | 0 | 0 | 0 | 0
1978-10-08 | Oct | 8 | 10:00 | 51.08 | 230 | 807.0866 | 48425.1984 | 0 | 0 | 0.042712 | 4.2402e-08 | 0.077698 | 0.014428 | 0.24 | 0.71048 | 0 | 0.77373 | 0.0019566 | 0 | #DIV/0! | #DIV/0! | #DIV/0! | #DIV/0! | 0 | 0 | 0 | 0
1978-10-08 | Oct | 8 | 11:00 | 53.96 | 290 | 807.0866 | 48425.1984 | 0 | 0 | 0.042945 | 4.2882e-08 | 0.077266 | 0.014503 | 0.24 | 0.71067 | 0 | 0.78209 | 0.0019457 | 0 | #DIV/0! | #DIV/0! | #DIV/0! | #DIV/0! | 0 | 0 | 0 | 0
1978-10-08 | Oct | 8 | 12:00 | 55.04 | 220 | 610.2362 | 36614.1744 | 0 | 0 | 0.043033 | 4.3062e-08 | 0.077104 | 0.014531 | 0.24 | 0.71074 | 0 | 0.78525 | 0.0019416 | 0 | #DIV/0! | #DIV/0! | #DIV/0! | #DIV/0! | 0 | 0 | 0 | 0
1978-10-08 | Oct | 8 | 13:00 | 55.04 | 190 | 295.2756 | 17716.536 | 0 | 0 | 0.043033 | 4.3062e-08 | 0.077104 | 0.014531 | 0.24 | 0.71074 | 0 | 0.78525 | 0.0019416 | 0 | #DIV/0! | #DIV/0! | #DIV/0! | #DIV/0! | 0 | 0 | 0 | 0
1978-10-08 | Oct | 8 | 14:00 | 57.92 | 200 | 295.2756 | 17716.536 | 0 | 0 | 0.043266 | 4.3542e-08 | 0.076672 | 0.014606 | 0.24 | 0.71094 | 0 | 0.79374 | 0.0019308 | 0 | #DIV/0! | #DIV/0! | #DIV/0! | #DIV/0! | 0 | 0 | 0 | 0
1978-10-08 | Oct | 8 | 15:00 | 57.02 | 190 | 610.2362 | 36614.1744 | 0 | 0 | 0.043193 | 4.3392e-08 | 0.076807 | 0.014583 | 0.24 | 0.71088 | 0 | 0.79108 | 0.0019342 | 0 | #DIV/0! | #DIV/0! | #DIV/0! | #DIV/0! | 0 | 0 | 0 | 0
1978-10-08 | Oct | 8 | 16:00 | 55.94 | 190 | 413.3858 | 24803.1504 | 0 | 0 | 0.043106 | 4.3212e-08 | 0.076969 | 0.014554 | 0.24 | 0.71081 | 0 | 0.7879 | 0.0019382 | 0 | #DIV/0! | #DIV/0! | #DIV/0! | #DIV/0! | 0 | 0 | 0 | 0
1978-10-08 | Oct | 8 | 17:00 | 53.96 | 200 | 511.811 | 30708.6624 | 0 | 0 | 0.042945 | 4.2882e-08 | 0.077266 | 0.014503 | 0.24 | 0.71067 | 0 | 0.78209 | 0.0019457 | 0 | #DIV/0! | #DIV/0! | #DIV/0! | #DIV/0! | 0 | 0 | 0 | 0
1978-10-08 | Oct | 8 | 18:00 | 48.92 | 180 | 511.811 | 30708.6624 | 0 | 0 | 0.042524 | 4.2042e-08 | 0.078028 | 0.014372 | 0.24 | 0.71012 | 0 | 0.76745 | 0.0019649 | 0 | #DIV/0! | #DIV/0! | #DIV/0! | #DIV/0! | 0 | 0 | 0 | 0
1978-10-08 | Oct | 8 | 19:00 | 46.94 | 170 | 708.6614 | 42519.6864 | 0 | 0 | 0.042341 | 4.1712e-08 | 0.078337 | 0.01432 | 0.24 | 0.7096 | 0 | 0.76169 | 0.0019726 | 0 | #DIV/0! | #DIV/0! | #DIV/0! | #DIV/0! | 0 | 0 | 0 | 0
1978-10-08 | Oct | 8 | 20:00 | 44.06 | 180 | 708.6614 | 42519.6864 | 0 | 0 | 0.042074 | 4.1232e-08 | 0.078787 | 0.014246 | 0.24 | 0.70883 | 0 | 0.75338 | 0.0019839 | 0 | #DIV/0! | #DIV/0! | #DIV/0! | #DIV/0! | 0 | 0 | 0 | 0
1978-10-08 | Oct | 8 | 21:00 | 44.06 | 170 | 610.2362 | 36614.1744 | 0 | 0 | 0.042074 | 4.1232e-08 | 0.078787 | 0.014246 | 0.24 | 0.70883 | 0 | 0.75338 | 0.0019839 | 0 | #DIV/0! | #DIV/0! | #DIV/0! | #DIV/0! | 0 | 0 | 0 | 0
1978-10-08 | Oct | 8 | 22:00 | 41 | 170 | 610.2362 | 36614.1744 | 0 | 0 | 0.04179 | 4.0722e-08 | 0.079264 | 0.014166 | 0.24 | 0.70801 | 0 | 0.74466 | 0.001996 | 0 | #DIV/0! | #DIV/0! | #DIV/0! | #DIV/0! | 0 | 0 | 0 | 0
1978-10-08 | Oct | 8 | 23:00 | 41 | 160 | 610.2362 | 36614.1744 | 0 | 0 | 0.04179 | 4.0722e-08 | 0.079264 | 0.014166 | 0.24 | 0.70801 | 0 | 0.74466 | 0.001996 | 0 | #DIV/0! | #DIV/0! | #DIV/0! | #DIV/0! | 0 | 0 | 0 | 0
1978-10-08 | Oct | 8 | 24:00 | 41 | 160 | 511.811 | 30708.6624 | 0 | 0 | 0.04179 | 4.0722e-08 | 0.079264 | 0.014166 | 0.24 | 0.70801 | 0 | 0.74466 | 0.001996 | 0 | #DIV/0! | #DIV/0! | #DIV/0! | #DIV/0! | 0 | 0 | 0 | 0
1978-10-09 | Oct | 9 | 1:00 | 42.98 | 160 | 610.2362 | 36614.1744 | 0 | 0 | 0.041974 | 4.1052e-08 | 0.078955 | 0.014217 | 0.24 | 0.70854 | 0 | 0.75029 | 0.0019882 | 0 | #DIV/0! | #DIV/0! | #DIV/0! | #DIV/0! | 0 | 0 | 0 | 0
1978-10-09 | Oct | 9 | 2:00 | 44.96 | 160 | 708.6614 | 42519.6864 | 0 | 0 | 0.042157 | 4.1382e-08 | 0.078646 | 0.014269 | 0.24 | 0.70907 | 0 | 0.75597 | 0.0019804 | 0 | #DIV/0! | #DIV/0! | #DIV/0! | #DIV/0! | 0 | 0 | 0 | 0
1978-10-09 | Oct | 9 | 3:00 | 46.94 | 160 | 610.2362 | 36614.1744 | 0 | 0 | 0.042341 | 4.1712e-08 | 0.078337 | 0.01432 | 0.24 | 0.7096 | 0 | 0.76169 | 0.0019726 | 0 | #DIV/0! | #DIV/0! | #DIV/0! | #DIV/0! | 0 | 0 | 0 | 0
1978-10-09 | Oct | 9 | 4:00 | 48.02 | 180 | 807.0866 | 48425.1984 | 0 | 0 | 0.042441 | 4.1892e-08 | 0.078169 | 0.014349 | 0.24 | 0.70988 | 0 | 0.76482 | 0.0019684 | 0 | #DIV/0! | #DIV/0! | #DIV/0! | #DIV/0! | 0 | 0 | 0 | 0
1978-10-09 | Oct | 9 | 5:00 | 48.92 | 160 | 1023.6221 | 61417.3248 | 0 | 0 | 0.042524 | 4.2042e-08 | 0.078028 | 0.014372 | 0.24 | 0.71012 | 0 | 0.76745 | 0.0019649 | 0 | #DIV/0! | #DIV/0! | #DIV/0! | #DIV/0! | 0 | 0 | 0 | 0
1978-10-09 | Oct | 9 | 6:00 | 50 | 170 | 807.0866 | 48425.1984 | 0 | 0 | 0.042624 | 4.2222e-08 | 0.07786 | 0.0144 | 0.24 | 0.7104 | 0 | 0.77061 | 0.0019608 | 0 | #DIV/0! | #DIV/0! | #DIV/0! | #DIV/0! | 0 | 0 | 0 | 0
1978-10-09 | Oct | 9 | 7:00 | 50 | 190 | 1023.6221 | 61417.3248 | 0 | 0 | 0.042624 | 4.2222e-08 | 0.07786 | 0.0144 | 0.24 | 0.7104 | 0 | 0.77061 | 0.0019608 | 0 | #DIV/0! | #DIV/0! | #DIV/0! | #DIV/0! | 0 | 0 | 0 | 0
1978-10-09 | Oct | 9 | 8:00 | 53.06 | 180 | 1220.4725 | 73228.3488 | 0 | 0 | 0.042872 | 4.2732e-08 | 0.077401 | 0.01448 | 0.24 | 0.71061 | 0 | 0.77947 | 0.0019491 | 0 | #DIV/0! | #DIV/0! | #DIV/0! | #DIV/0! | 0 | 0 | 0 | 0
1978-10-09 | Oct | 9 | 9:00 | 57.02 | 180 | 1023.6221 | 61417.3248 | 0 | 0 | 0.043193 | 4.3392e-08 | 0.076807 | 0.014583 | 0.24 | 0.71088 | 0 | 0.79108 | 0.0019342 | 0 | #DIV/0! | #DIV/0! | #DIV/0! | #DIV/0! | 0 | 0 | 0 | 0
1978-10-09 | Oct | 9 | 10:00 | 60.08 | 190 | 1318.8977 | 79133.8608 | 0 | 0 | 0.043441 | 4.3902e-08 | 0.076348 | 0.014662 | 0.24 | 0.71108 | 0 | 0.80017 | 0.0019228 | 0 | #DIV/0! | #DIV/0! | #DIV/0! | #DIV/0! | 0 | 0 | 0 | 0
1978-10-09 | Oct | 9 | 11:00 | 64.04 | 190 | 1515.7481 | 90944.8848 | 0 | 0 | 0.043762 | 4.4562e-08 | 0.075778 | 0.014765 | 0.24 | 0.71134 | 0 | 0.81186 | 0.0019083 | 0 | #DIV/0! | #DIV/0! | #DIV/0! | #DIV/0! | 0 | 0 | 0 | 0
1978-10-09 | Oct | 9 | 12:00 | 69.08 | 190 | 1614.1733 | 96850.3968 | 0 | 0 | 0.044171 | 4.5402e-08 | 0.075052 | 0.014896 | 0.24 | 0.71167 | 0 | 0.82698 | 0.0018901 | 0 | #DIV/0! | #DIV/0! | #DIV/0! | #DIV/0! | 0 | 0 | 0 | 0
1978-10-09 | Oct | 9 | 13:00 | 69.98 | 190 | 1515.7481 | 90944.8848 | 0 | 0 | 0.044244 | 4.5552e-08 | 0.074923 | 0.014919 | 0.24 | 0.71173 | 0 | 0.82971 | 0.0018869 | 0 | #DIV/0! | #DIV/0! | #DIV/0! | #DIV/0! | 0 | 0 | 0 | 0
1978-10-09 | Oct | 9 | 14:00 | 71.96 | 210 | 1929.1339 | 115748.0352 | 0 | 0 | 0.044336 | 4.5828e-08 | 0.074648 | 0.014971 | 0.24 | 0.71076 | 0 | 0.83565 | 0.0018798 | 0 | #DIV/0! | #DIV/0! | #DIV/0! | #DIV/0! | 0 | 0 | 0 | 0
1978-10-09 | Oct | 9 | 15:00 | 73.04 | 190 | 1830.7087 | 109842.5232 | 0 | 0 | 0.044387 | 4.5978e-08 | 0.074497 | 0.014999 | 0.24 | 0.71023 | 0 | 0.8389 | 0.001876 | 0 | #DIV/0! | #DIV/0! | #DIV/0! | #DIV/0! | 0 | 0 | 0 | 0
1978-10-09 | Oct | 9 | 16:00 | 73.04 | 210 | 1318.8977 | 79133.8608 | 0 | 0 | 0.044387 | 4.5978e-08 | 0.074497 | 0.014999 | 0.24 | 0.71023 | 0 | 0.8389 | 0.001876 | 0 | #DIV/0! | #DIV/0! | #DIV/0! | #DIV/0! | 0 | 0 | 0 | 0
1978-10-09 | Oct | 9 | 17:00 | 69.98 | 200 | 1023.6221 | 61417.3248 | 0 | 0 | 0.044244 | 4.5552e-08 | 0.074923 | 0.014919 | 0.24 | 0.71173 | 0 | 0.82971 | 0.0018869 | 0 | #DIV/0! | #DIV/0! | #DIV/0! | #DIV/0! | 0 | 0 | 0 | 0
1978-10-09 | Oct | 9 | 18:00 | 66.02 | 190 | 807.0866 | 48425.1984 | 0 | 0 | 0.043923 | 4.4892e-08 | 0.075493 | 0.014817 | 0.24 | 0.71147 | 0 | 0.81776 | 0.0019011 | 0 | #DIV/0! | #DIV/0! | #DIV/0! | #DIV/0! | 0 | 0 | 0 | 0
1978-10-09 | Oct | 9 | 19:00 | 64.04 | 180 | 1220.4725 | 73228.3488 | 0 | 0 | 0.043762 | 4.4562e-08 | 0.075778 | 0.014765 | 0.24 | 0.71134 | 0 | 0.81186 | 0.0019083 | 0 | #DIV/0! | #DIV/0! | #DIV/0! | #DIV/0! | 0 | 0 | 0 | 0
1978-10-09 | Oct | 9 | 20:00 | 62.96 | 190 | 1122.0473 | 67322.8368 | 0 | 0 | 0.043675 | 4.4382e-08 | 0.075934 | 0.014737 | 0.24 | 0.71127 | 0 | 0.80865 | 0.0019122 | 0 | #DIV/0! | #DIV/0! | #DIV/0! | #DIV/0! | 0 | 0 | 0 | 0
1978-10-09 | Oct | 9 | 21:00 | 62.06 | 200 | 905.5118 | 54330.7104 | 0 | 0 | 0.043602 | 4.4232e-08 | 0.076063 | 0.014714 | 0.24 | 0.71121 | 0 | 0.80599 | 0.0019155 | 0 | #DIV/0! | #DIV/0! | #DIV/0! | #DIV/0! | 0 | 0 | 0 | 0
1978-10-09 | Oct | 9 | 22:00 | 60.98 | 190 | 1023.6221 | 61417.3248 | 0 | 0 | 0.043514 | 4.4052e-08 | 0.076219 | 0.014685 | 0.24 | 0.71114 | 0 | 0.80281 | 0.0019195 | 0 | #DIV/0! | #DIV/0! | #DIV/0! | #DIV/0! | 0 | 0 | 0 | 0
1978-10-09 | Oct | 9 | 23:00 | 57.92 | 170 | 708.6614 | 42519.6864 | 0 | 0 | 0.043266 | 4.3542e-08 | 0.076672 | 0.014606 | 0.24 | 0.71094 | 0 | 0.79374 | 0.0019308 | 0 | #DIV/0! | #DIV/0! | #DIV/0! | #DIV/0! | 0 | 0 | 0 | 0
1978-10-09 | Oct | 9 | 24:00 | 57.02 | 180 | 807.0866 | 48425.1984 | 0 | 0 | 0.043193 | 4.3392e-08 | 0.076807 | 0.014583 | 0.24 | 0.71088 | 0 | 0.79108 | 0.0019342 | 0 | #DIV/0! | #DIV/0! | #DIV/0! | #DIV/0! | 0 | 0 | 0 | 0
1978-10-10 | Oct | 10 | 1:00 | 55.94 | 170 | 1023.6221 | 61417.3248 | 0 | 0 | 0.043106 | 4.3212e-08 | 0.076969 | 0.014554 | 0.24 | 0.71081 | 0 | 0.7879 | 0.0019382 | 0 | #DIV/0! | #DIV/0! | #DIV/0! | #DIV/0! | 0 | 0 | 0 | 0
1978-10-10 | Oct | 10 | 2:00 | 57.02 | 190 | 807.0866 | 48425.1984 | 0 | 0 | 0.043193 | 4.3392e-08 | 0.076807 | 0.014583 | 0.24 | 0.71088 | 0 | 0.79108 | 0.0019342 | 0 | #DIV/0! | #DIV/0! | #DIV/0! | #DIV/0! | 0 | 0 | 0 | 0
1978-10-10 | Oct | 10 | 3:00 | 59 | 190 | 1023.6221 | 61417.3248 | 0 | 0 | 0.043354 | 4.3722e-08 | 0.07651 | 0.014634 | 0.24 | 0.71101 | 0 | 0.79695 | 0.0019268 | 0 | #DIV/0! | #DIV/0! | #DIV/0! | #DIV/0! | 0 | 0 | 0 | 0
1978-10-10 | Oct | 10 | 4:00 | 57.92 | 180 | 905.5118 | 54330.7104 | 0 | 0 | 0.043266 | 4.3542e-08 | 0.076672 | 0.014606 | 0.24 | 0.71094 | 0 | 0.79374 | 0.0019308 | 0 | #DIV/0! | #DIV/0! | #DIV/0! | #DIV/0! | 0 | 0 | 0 | 0
1978-10-10 | Oct | 10 | 5:00 | 57.92 | 180 | 905.5118 | 54330.7104 | 0 | 0 | 0.043266 | 4.3542e-08 | 0.076672 | 0.014606 | 0.24 | 0.71094 | 0 | 0.79374 | 0.0019308 | 0 | #DIV/0! | #DIV/0! | #DIV/0! | #DIV/0! | 0 | 0 | 0 | 0
1978-10-10 | Oct | 10 | 6:00 | 55.04 | 160 | 1122.0473 | 67322.8368 | 0 | 0 | 0.043033 | 4.3062e-08 | 0.077104 | 0.014531 | 0.24 | 0.71074 | 0 | 0.78525 | 0.0019416 | 0 | #DIV/0! | #DIV/0! | #DIV/0! | #DIV/0! | 0 | 0 | 0 | 0
1978-10-10 | Oct | 10 | 7:00 | 55.94 | 180 | 905.5118 | 54330.7104 | 0 | 0 | 0.043106 | 4.3212e-08 | 0.076969 | 0.014554 | 0.24 | 0.71081 | 0 | 0.7879 | 0.0019382 | 0 | #DIV/0! | #DIV/0! | #DIV/0! | #DIV/0! | 0 | 0 | 0 | 0
1978-10-10 | Oct | 10 | 8:00 | 57.92 | 180 | 1220.4725 | 73228.3488 | 0 | 0 | 0.043266 | 4.3542e-08 | 0.076672 | 0.014606 | 0.24 | 0.71094 | 0 | 0.79374 | 0.0019308 | 0 | #DIV/0! | #DIV/0! | #DIV/0! | #DIV/0! | 0 | 0 | 0 | 0
1978-10-10 | Oct | 10 | 9:00 | 60.98 | 190 | 1122.0473 | 67322.8368 | 0 | 0 | 0.043514 | 4.4052e-08 | 0.076219 | 0.014685 | 0.24 | 0.71114 | 0 | 0.80281 | 0.0019195 | 0 | #DIV/0! | #DIV/0! | #DIV/0! | #DIV/0! | 0 | 0 | 0 | 0
1978-10-10 | Oct | 10 | 10:00 | 62.06 | 190 | 807.0866 | 48425.1984 | 0 | 0 | 0.043602 | 4.4232e-08 | 0.076063 | 0.014714 | 0.24 | 0.71121 | 0 | 0.80599 | 0.0019155 | 0 | #DIV/0! | #DIV/0! | #DIV/0! | #DIV/0! | 0 | 0 | 0 | 0
1978-10-10 | Oct | 10 | 11:00 | 60.98 | 210 | 1220.4725 | 73228.3488 | 0 | 0 | 0.043514 | 4.4052e-08 | 0.076219 | 0.014685 | 0.24 | 0.71114 | 0 | 0.80281 | 0.0019195 | 0 | #DIV/0! | #DIV/0! | #DIV/0! | #DIV/0! | 0 | 0 | 0 | 0
1978-10-10 | Oct | 10 | 12:00 | 60.98 | 200 | 1122.0473 | 67322.8368 | 0 | 0 | 0.043514 | 4.4052e-08 | 0.076219 | 0.014685 | 0.24 | 0.71114 | 0 | 0.80281 | 0.0019195 | 0 | #DIV/0! | #DIV/0! | #DIV/0! | #DIV/0! | 0 | 0 | 0 | 0
1978-10-10 | Oct | 10 | 13:00 | 60.08 | 190 | 1220.4725 | 73228.3488 | 0 | 0 | 0.043441 | 4.3902e-08 | 0.076348 | 0.014662 | 0.24 | 0.71108 | 0 | 0.80017 | 0.0019228 | 0 | #DIV/0! | #DIV/0! | #DIV/0! | #DIV/0! | 0 | 0 | 0 | 0
1978-10-10 | Oct | 10 | 14:00 | 60.08 | 210 | 807.0866 | 48425.1984 | 0 | 0 | 0.043441 | 4.3902e-08 | 0.076348 | 0.014662 | 0.24 | 0.71108 | 0 | 0.80017 | 0.0019228 | 0 | #DIV/0! | #DIV/0! | #DIV/0! | #DIV/0! | 0 | 0 | 0 | 0
1978-10-10 | Oct | 10 | 15:00 | 60.98 | 190 | 1023.6221 | 61417.3248 | 0 | 0 | 0.043514 | 4.4052e-08 | 0.076219 | 0.014685 | 0.24 | 0.71114 | 0 | 0.80281 | 0.0019195 | 0 | #DIV/0! | #DIV/0! | #DIV/0! | #DIV/0! | 0 | 0 | 0 | 0
1978-10-10 | Oct | 10 | 16:00 | 60.08 | 180 | 807.0866 | 48425.1984 | 0 | 0 | 0.043441 | 4.3902e-08 | 0.076348 | 0.014662 | 0.24 | 0.71108 | 0 | 0.80017 | 0.0019228 | 0 | #DIV/0! | #DIV/0! | #DIV/0! | #DIV/0! | 0 | 0 | 0 | 0
1978-10-10 | Oct | 10 | 17:00 | 60.08 | 170 | 610.2362 | 36614.1744 | 0 | 0 | 0.043441 | 4.3902e-08 | 0.076348 | 0.014662 | 0.24 | 0.71108 | 0 | 0.80017 | 0.0019228 | 0 | #DIV/0! | #DIV/0! | #DIV/0! | #DIV/0! | 0 | 0 | 0 | 0
1978-10-10 | Oct | 10 | 18:00 | 60.08 | 170 | 807.0866 | 48425.1984 | 0 | 0 | 0.043441 | 4.3902e-08 | 0.076348 | 0.014662 | 0.24 | 0.71108 | 0 | 0.80017 | 0.0019228 | 0 | #DIV/0! | #DIV/0! | #DIV/0! | #DIV/0! | 0 | 0 | 0 | 0
1978-10-10 | Oct | 10 | 19:00 | 60.98 | 160 | 1122.0473 | 67322.8368 | 0 | 0 | 0.043514 | 4.4052e-08 | 0.076219 | 0.014685 | 0.24 | 0.71114 | 0 | 0.80281 | 0.0019195 | 0 | #DIV/0! | #DIV/0! | #DIV/0! | #DIV/0! | 0 | 0 | 0 | 0
1978-10-10 | Oct | 10 | 20:00 | 60.98 | 180 | 1220.4725 | 73228.3488 | 0 | 0 | 0.043514 | 4.4052e-08 | 0.076219 | 0.014685 | 0.24 | 0.71114 | 0 | 0.80281 | 0.0019195 | 0 | #DIV/0! | #DIV/0! | #DIV/0! | #DIV/0! | 0 | 0 | 0 | 0
1978-10-10 | Oct | 10 | 21:00 | 60.08 | 180 | 1220.4725 | 73228.3488 | 0 | 0 | 0.043441 | 4.3902e-08 | 0.076348 | 0.014662 | 0.24 | 0.71108 | 0 | 0.80017 | 0.0019228 | 0 | #DIV/0! | #DIV/0! | #DIV/0! | #DIV/0! | 0 | 0 | 0 | 0
1978-10-10 | Oct | 10 | 22:00 | 57.92 | 190 | 807.0866 | 48425.1984 | 0 | 0 | 0.043266 | 4.3542e-08 | 0.076672 | 0.014606 | 0.24 | 0.71094 | 0 | 0.79374 | 0.0019308 | 0 | #DIV/0! | #DIV/0! | #DIV/0! | #DIV/0! | 0 | 0 | 0 | 0
1978-10-10 | Oct | 10 | 23:00 | 57.92 | 170 | 807.0866 | 48425.1984 | 0 | 0 | 0.043266 | 4.3542e-08 | 0.076672 | 0.014606 | 0.24 | 0.71094 | 0 | 0.79374 | 0.0019308 | 0 | #DIV/0! | #DIV/0! | #DIV/0! | #DIV/0! | 0 | 0 | 0 | 0
1978-10-10 | Oct | 10 | 24:00 | 57.92 | 190 | 1122.0473 | 67322.8368 | 0 | 0 | 0.043266 | 4.3542e-08 | 0.076672 | 0.014606 | 0.24 | 0.71094 | 0 | 0.79374 | 0.0019308 | 0 | #DIV/0! | #DIV/0! | #DIV/0! | #DIV/0! | 0 | 0 | 0 | 0
1978-10-11 | Oct | 11 | 1:00 | 57.02 | 160 | 1122.0473 | 67322.8368 | 0 | 0 | 0.043193 | 4.3392e-08 | 0.076807 | 0.014583 | 0.24 | 0.71088 | 0 | 0.79108 | 0.0019342 | 0 | #DIV/0! | #DIV/0! | #DIV/0! | #DIV/0! | 0 | 0 | 0 | 0
1978-10-11 | Oct | 11 | 2:00 | 53.96 | 160 | 807.0866 | 48425.1984 | 0 | 0 | 0.042945 | 4.2882e-08 | 0.077266 | 0.014503 | 0.24 | 0.71067 | 0 | 0.78209 | 0.0019457 | 0 | #DIV/0! | #DIV/0! | #DIV/0! | #DIV/0! | 0 | 0 | 0 | 0
1978-10-11 | Oct | 11 | 3:00 | 53.96 | 140 | 708.6614 | 42519.6864 | 0 | 0 | 0.042945 | 4.2882e-08 | 0.077266 | 0.014503 | 0.24 | 0.71067 | 0 | 0.78209 | 0.0019457 | 0 | #DIV/0! | #DIV/0! | #DIV/0! | #DIV/0! | 0 | 0 | 0 | 0
1978-10-11 | Oct | 11 | 4:00 | 51.98 | 150 | 610.2362 | 36614.1744 | 0 | 0 | 0.042785 | 4.2552e-08 | 0.077563 | 0.014451 | 0.24 | 0.71054 | 0 | 0.77633 | 0.0019532 | 0 | #DIV/0! | #DIV/0! | #DIV/0! | #DIV/0! | 0 | 0 | 0 | 0
1978-10-11 | Oct | 11 | 5:00 | 55.04 | 160 | 708.6614 | 42519.6864 | 0 | 0 | 0.043033 | 4.3062e-08 | 0.077104 | 0.014531 | 0.24 | 0.71074 | 0 | 0.78525 | 0.0019416 | 0 | #DIV/0! | #DIV/0! | #DIV/0! | #DIV/0! | 0 | 0 | 0 | 0
1978-10-11 | Oct | 11 | 6:00 | 55.94 | 160 | 807.0866 | 48425.1984 | 0 | 0 | 0.043106 | 4.3212e-08 | 0.076969 | 0.014554 | 0.24 | 0.71081 | 0 | 0.7879 | 0.0019382 | 0 | #DIV/0! | #DIV/0! | #DIV/0! | #DIV/0! | 0 | 0 | 0 | 0
1978-10-11 | Oct | 11 | 7:00 | 55.94 | 170 | 1023.6221 | 61417.3248 | 0 | 0 | 0.043106 | 4.3212e-08 | 0.076969 | 0.014554 | 0.24 | 0.71081 | 0 | 0.7879 | 0.0019382 | 0 | #DIV/0! | #DIV/0! | #DIV/0! | #DIV/0! | 0 | 0 | 0 | 0
1978-10-11 | Oct | 11 | 8:00 | 57.02 | 170 | 1023.6221 | 61417.3248 | 0 | 0 | 0.043193 | 4.3392e-08 | 0.076807 | 0.014583 | 0.24 | 0.71088 | 0 | 0.79108 | 0.0019342 | 0 | #DIV/0! | #DIV/0! | #DIV/0! | #DIV/0! | 0 | 0 | 0 | 0
1978-10-11 | Oct | 11 | 9:00 | 60.08 | 180 | 1023.6221 | 61417.3248 | 0 | 0 | 0.043441 | 4.3902e-08 | 0.076348 | 0.014662 | 0.24 | 0.71108 | 0 | 0.80017 | 0.0019228 | 0 | #DIV/0! | #DIV/0! | #DIV/0! | #DIV/0! | 0 | 0 | 0 | 0
1978-10-11 | Oct | 11 | 10:00 | 62.06 | 170 | 1122.0473 | 67322.8368 | 0 | 0 | 0.043602 | 4.4232e-08 | 0.076063 | 0.014714 | 0.24 | 0.71121 | 0 | 0.80599 | 0.0019155 | 0 | #DIV/0! | #DIV/0! | #DIV/0! | #DIV/0! | 0 | 0 | 0 | 0
1978-10-11 | Oct | 11 | 11:00 | 60.08 | 200 | 807.0866 | 48425.1984 | 0 | 0 | 0.043441 | 4.3902e-08 | 0.076348 | 0.014662 | 0.24 | 0.71108 | 0 | 0.80017 | 0.0019228 | 0 | #DIV/0! | #DIV/0! | #DIV/0! | #DIV/0! | 0 | 0 | 0 | 0
1978-10-11 | Oct | 11 | 12:00 | 60.08 | 230 | 807.0866 | 48425.1984 | 0 | 0 | 0.043441 | 4.3902e-08 | 0.076348 | 0.014662 | 0.24 | 0.71108 | 0 | 0.80017 | 0.0019228 | 0 | #DIV/0! | #DIV/0! | #DIV/0! | #DIV/0! | 0 | 0 | 0 | 0
1978-10-11 | Oct | 11 | 13:00 | 60.98 | 190 | 1023.6221 | 61417.3248 | 0 | 0 | 0.043514 | 4.4052e-08 | 0.076219 | 0.014685 | 0.24 | 0.71114 | 0 | 0.80281 | 0.0019195 | 0 | #DIV/0! | #DIV/0! | #DIV/0! | #DIV/0! | 0 | 0 | 0 | 0
1978-10-11 | Oct | 11 | 14:00 | 62.06 | 190 | 905.5118 | 54330.7104 | 0 | 0 | 0.043602 | 4.4232e-08 | 0.076063 | 0.014714 | 0.24 | 0.71121 | 0 | 0.80599 | 0.0019155 | 0 | #DIV/0! | #DIV/0! | #DIV/0! | #DIV/0! | 0 | 0 | 0 | 0
1978-10-11 | Oct | 11 | 15:00 | 62.06 | 200 | 1220.4725 | 73228.3488 | 0 | 0 | 0.043602 | 4.4232e-08 | 0.076063 | 0.014714 | 0.24 | 0.71121 | 0 | 0.80599 | 0.0019155 | 0 | #DIV/0! | #DIV/0! | #DIV/0! | #DIV/0! | 0 | 0 | 0 | 0
1978-10-11 | Oct | 11 | 16:00 | 62.06 | 190 | 1023.6221 | 61417.3248 | 0 | 0 | 0.043602 | 4.4232e-08 | 0.076063 | 0.014714 | 0.24 | 0.71121 | 0 | 0.80599 | 0.0019155 | 0 | #DIV/0! | #DIV/0! | #DIV/0! | #DIV/0! | 0 | 0 | 0 | 0
1978-10-11 | Oct | 11 | 17:00 | 60.98 | 200 | 1220.4725 | 73228.3488 | 0 | 0 | 0.043514 | 4.4052e-08 | 0.076219 | 0.014685 | 0.24 | 0.71114 | 0 | 0.80281 | 0.0019195 | 0 | #DIV/0! | #DIV/0! | #DIV/0! | #DIV/0! | 0 | 0 | 0 | 0
1978-10-11 | Oct | 11 | 18:00 | 60.08 | 220 | 1023.6221 | 61417.3248 | 0 | 0 | 0.043441 | 4.3902e-08 | 0.076348 | 0.014662 | 0.24 | 0.71108 | 0 | 0.80017 | 0.0019228 | 0 | #DIV/0! | #DIV/0! | #DIV/0! | #DIV/0! | 0 | 0 | 0 | 0
1978-10-11 | Oct | 11 | 19:00 | 59 | 200 | 1023.6221 | 61417.3248 | 0 | 0 | 0.043354 | 4.3722e-08 | 0.07651 | 0.014634 | 0.24 | 0.71101 | 0 | 0.79695 | 0.0019268 | 0 | #DIV/0! | #DIV/0! | #DIV/0! | #DIV/0! | 0 | 0 | 0 | 0
1978-10-11 | Oct | 11 | 20:00 | 59 | 200 | 1122.0473 | 67322.8368 | 0 | 0 | 0.043354 | 4.3722e-08 | 0.07651 | 0.014634 | 0.24 | 0.71101 | 0 | 0.79695 | 0.0019268 | 0 | #DIV/0! | #DIV/0! | #DIV/0! | #DIV/0! | 0 | 0 | 0 | 0
1978-10-11 | Oct | 11 | 21:00 | 59 | 200 | 1023.6221 | 61417.3248 | 0 | 0 | 0.043354 | 4.3722e-08 | 0.07651 | 0.014634 | 0.24 | 0.71101 | 0 | 0.79695 | 0.0019268 | 0 | #DIV/0! | #DIV/0! | #DIV/0! | #DIV/0! | 0 | 0 | 0 | 0
1978-10-11 | Oct | 11 | 22:00 | 57.02 | 210 | 1220.4725 | 73228.3488 | 0 | 0 | 0.043193 | 4.3392e-08 | 0.076807 | 0.014583 | 0.24 | 0.71088 | 0 | 0.79108 | 0.0019342 | 0 | #DIV/0! | #DIV/0! | #DIV/0! | #DIV/0! | 0 | 0 | 0 | 0
1978-10-11 | Oct | 11 | 23:00 | 57.02 | 210 | 1614.1733 | 96850.3968 | 0 | 0 | 0.043193 | 4.3392e-08 | 0.076807 | 0.014583 | 0.24 | 0.71088 | 0 | 0.79108 | 0.0019342 | 0 | #DIV/0! | #DIV/0! | #DIV/0! | #DIV/0! | 0 | 0 | 0 | 0
1978-10-11 | Oct | 11 | 24:00 | 57.92 | 220 | 1318.8977 | 79133.8608 | 0 | 0 | 0.043266 | 4.3542e-08 | 0.076672 | 0.014606 | 0.24 | 0.71094 | 0 | 0.79374 | 0.0019308 | 0 | #DIV/0! | #DIV/0! | #DIV/0! | #DIV/0! | 0 | 0 | 0 | 0
1978-10-12 | Oct | 12 | 1:00 | 57.92 | 220 | 1023.6221 | 61417.3248 | 0 | 0 | 0.043266 | 4.3542e-08 | 0.076672 | 0.014606 | 0.24 | 0.71094 | 0 | 0.79374 | 0.0019308 | 0 | #DIV/0! | #DIV/0! | #DIV/0! | #DIV/0! | 0 | 0 | 0 | 0
1978-10-12 | Oct | 12 | 2:00 | 57.02 | 240 | 1023.6221 | 61417.3248 | 0 | 0 | 0.043193 | 4.3392e-08 | 0.076807 | 0.014583 | 0.24 | 0.71088 | 0 | 0.79108 | 0.0019342 | 0 | #DIV/0! | #DIV/0! | #DIV/0! | #DIV/0! | 0 | 0 | 0 | 0
1978-10-12 | Oct | 12 | 3:00 | 55.94 | 240 | 807.0866 | 48425.1984 | 0 | 0 | 0.043106 | 4.3212e-08 | 0.076969 | 0.014554 | 0.24 | 0.71081 | 0 | 0.7879 | 0.0019382 | 0 | #DIV/0! | #DIV/0! | #DIV/0! | #DIV/0! | 0 | 0 | 0 | 0
1978-10-12 | Oct | 12 | 4:00 | 51.08 | 240 | 708.6614 | 42519.6864 | 0 | 0 | 0.042712 | 4.2402e-08 | 0.077698 | 0.014428 | 0.24 | 0.71048 | 0 | 0.77373 | 0.0019566 | 0 | #DIV/0! | #DIV/0! | #DIV/0! | #DIV/0! | 0 | 0 | 0 | 0
1978-10-12 | Oct | 12 | 5:00 | 48.92 | 250 | 511.811 | 30708.6624 | 0 | 0 | 0.042524 | 4.2042e-08 | 0.078028 | 0.014372 | 0.24 | 0.71012 | 0 | 0.76745 | 0.0019649 | 0 | #DIV/0! | #DIV/0! | #DIV/0! | #DIV/0! | 0 | 0 | 0 | 0
1978-10-12 | Oct | 12 | 6:00 | 50 | 250 | 610.2362 | 36614.1744 | 0 | 0 | 0.042624 | 4.2222e-08 | 0.07786 | 0.0144 | 0.24 | 0.7104 | 0 | 0.77061 | 0.0019608 | 0 | #DIV/0! | #DIV/0! | #DIV/0! | #DIV/0! | 0 | 0 | 0 | 0
1978-10-12 | Oct | 12 | 7:00 | 51.08 | 270 | 511.811 | 30708.6624 | 0 | 0 | 0.042712 | 4.2402e-08 | 0.077698 | 0.014428 | 0.24 | 0.71048 | 0 | 0.77373 | 0.0019566 | 0 | #DIV/0! | #DIV/0! | #DIV/0! | #DIV/0! | 0 | 0 | 0 | 0
1978-10-12 | Oct | 12 | 8:00 | 53.06 | 230 | 610.2362 | 36614.1744 | 0 | 0 | 0.042872 | 4.2732e-08 | 0.077401 | 0.01448 | 0.24 | 0.71061 | 0 | 0.77947 | 0.0019491 | 0 | #DIV/0! | #DIV/0! | #DIV/0! | #DIV/0! | 0 | 0 | 0 | 0
1978-10-12 | Oct | 12 | 9:00 | 57.92 | 260 | 610.2362 | 36614.1744 | 0 | 0 | 0.043266 | 4.3542e-08 | 0.076672 | 0.014606 | 0.24 | 0.71094 | 0 | 0.79374 | 0.0019308 | 0 | #DIV/0! | #DIV/0! | #DIV/0! | #DIV/0! | 0 | 0 | 0 | 0
1978-10-12 | Oct | 12 | 10:00 | 60.08 | 260 | 905.5118 | 54330.7104 | 0 | 0 | 0.043441 | 4.3902e-08 | 0.076348 | 0.014662 | 0.24 | 0.71108 | 0 | 0.80017 | 0.0019228 | 0 | #DIV/0! | #DIV/0! | #DIV/0! | #DIV/0! | 0 | 0 | 0 | 0
1978-10-12 | Oct | 12 | 11:00 | 62.06 | 290 | 1122.0473 | 67322.8368 | 0 | 0 | 0.043602 | 4.4232e-08 | 0.076063 | 0.014714 | 0.24 | 0.71121 | 0 | 0.80599 | 0.0019155 | 0 | #DIV/0! | #DIV/0! | #DIV/0! | #DIV/0! | 0 | 0 | 0 | 0
1978-10-12 | Oct | 12 | 12:00 | 62.06 | 280 | 1220.4725 | 73228.3488 | 0 | 0 | 0.043602 | 4.4232e-08 | 0.076063 | 0.014714 | 0.24 | 0.71121 | 0 | 0.80599 | 0.0019155 | 0 | #DIV/0! | #DIV/0! | #DIV/0! | #DIV/0! | 0 | 0 | 0 | 0
1978-10-12 | Oct | 12 | 13:00 | 59 | 270 | 905.5118 | 54330.7104 | 0 | 0 | 0.043354 | 4.3722e-08 | 0.07651 | 0.014634 | 0.24 | 0.71101 | 0 | 0.79695 | 0.0019268 | 0 | #DIV/0! | #DIV/0! | #DIV/0! | #DIV/0! | 0 | 0 | 0 | 0
1978-10-12 | Oct | 12 | 14:00 | 55.04 | 230 | 610.2362 | 36614.1744 | 0 | 0 | 0.043033 | 4.3062e-08 | 0.077104 | 0.014531 | 0.24 | 0.71074 | 0 | 0.78525 | 0.0019416 | 0 | #DIV/0! | #DIV/0! | #DIV/0! | #DIV/0! | 0 | 0 | 0 | 0
1978-10-12 | Oct | 12 | 15:00 | 55.04 | 230 | 610.2362 | 36614.1744 | 0 | 0 | 0.043033 | 4.3062e-08 | 0.077104 | 0.014531 | 0.24 | 0.71074 | 0 | 0.78525 | 0.0019416 | 0 | #DIV/0! | #DIV/0! | #DIV/0! | #DIV/0! | 0 | 0 | 0 | 0
1978-10-12 | Oct | 12 | 16:00 | 55.94 | 220 | 610.2362 | 36614.1744 | 0 | 0 | 0.043106 | 4.3212e-08 | 0.076969 | 0.014554 | 0.24 | 0.71081 | 0 | 0.7879 | 0.0019382 | 0 | #DIV/0! | #DIV/0! | #DIV/0! | #DIV/0! | 0 | 0 | 0 | 0
1978-10-12 | Oct | 12 | 17:00 | 53.06 | 240 | 610.2362 | 36614.1744 | 0 | 0 | 0.042872 | 4.2732e-08 | 0.077401 | 0.01448 | 0.24 | 0.71061 | 0 | 0.77947 | 0.0019491 | 0 | #DIV/0! | #DIV/0! | #DIV/0! | #DIV/0! | 0 | 0 | 0 | 0
1978-10-12 | Oct | 12 | 18:00 | 53.06 | 240 | 610.2362 | 36614.1744 | 0 | 0 | 0.042872 | 4.2732e-08 | 0.077401 | 0.01448 | 0.24 | 0.71061 | 0 | 0.77947 | 0.0019491 | 0 | #DIV/0! | #DIV/0! | #DIV/0! | #DIV/0! | 0 | 0 | 0 | 0
1978-10-12 | Oct | 12 | 19:00 | 51.98 | 210 | 511.811 | 30708.6624 | 0 | 0 | 0.042785 | 4.2552e-08 | 0.077563 | 0.014451 | 0.24 | 0.71054 | 0 | 0.77633 | 0.0019532 | 0 | #DIV/0! | #DIV/0! | #DIV/0! | #DIV/0! | 0 | 0 | 0 | 0
1978-10-12 | Oct | 12 | 20:00 | 53.06 | 240 | 610.2362 | 36614.1744 | 0 | 0 | 0.042872 | 4.2732e-08 | 0.077401 | 0.01448 | 0.24 | 0.71061 | 0 | 0.77947 | 0.0019491 | 0 | #DIV/0! | #DIV/0! | #DIV/0! | #DIV/0! | 0 | 0 | 0 | 0
1978-10-12 | Oct | 12 | 21:00 | 51.98 | 260 | 610.2362 | 36614.1744 | 0 | 0 | 0.042785 | 4.2552e-08 | 0.077563 | 0.014451 | 0.24 | 0.71054 | 0 | 0.77633 | 0.0019532 | 0 | #DIV/0! | #DIV/0! | #DIV/0! | #DIV/0! | 0 | 0 | 0 | 0
1978-10-12 | Oct | 12 | 22:00 | 50 | 250 | 413.3858 | 24803.1504 | 0 | 0 | 0.042624 | 4.2222e-08 | 0.07786 | 0.0144 | 0.24 | 0.7104 | 0 | 0.77061 | 0.0019608 | 0 | #DIV/0! | #DIV/0! | #DIV/0! | #DIV/0! | 0 | 0 | 0 | 0
1978-10-12 | Oct | 12 | 23:00 | 46.94 | 260 | 610.2362 | 36614.1744 | 0 | 0 | 0.042341 | 4.1712e-08 | 0.078337 | 0.01432 | 0.24 | 0.7096 | 0 | 0.76169 | 0.0019726 | 0 | #DIV/0! | #DIV/0! | #DIV/0! | #DIV/0! | 0 | 0 | 0 | 0
1978-10-12 | Oct | 12 | 24:00 | 46.04 | 290 | 708.6614 | 42519.6864 | 0 | 0 | 0.042257 | 4.1562e-08 | 0.078478 | 0.014297 | 0.24 | 0.70936 | 0 | 0.75908 | 0.0019761 | 0 | #DIV/0! | #DIV/0! | #DIV/0! | #DIV/0! | 0 | 0 | 0 | 0
1978-10-13 | Oct | 13 | 1:00 | 46.04 | 300 | 511.811 | 30708.6624 | 0 | 0 | 0.042257 | 4.1562e-08 | 0.078478 | 0.014297 | 0.24 | 0.70936 | 0 | 0.75908 | 0.0019761 | 0 | #DIV/0! | #DIV/0! | #DIV/0! | #DIV/0! | 0 | 0 | 0 | 0
1978-10-13 | Oct | 13 | 2:00 | 44.06 | 280 | 511.811 | 30708.6624 | 0 | 0 | 0.042074 | 4.1232e-08 | 0.078787 | 0.014246 | 0.24 | 0.70883 | 0 | 0.75338 | 0.0019839 | 0 | #DIV/0! | #DIV/0! | #DIV/0! | #DIV/0! | 0 | 0 | 0 | 0
1978-10-13 | Oct | 13 | 3:00 | 42.98 | 280 | 610.2362 | 36614.1744 | 0 | 0 | 0.041974 | 4.1052e-08 | 0.078955 | 0.014217 | 0.24 | 0.70854 | 0 | 0.75029 | 0.0019882 | 0 | #DIV/0! | #DIV/0! | #DIV/0! | #DIV/0! | 0 | 0 | 0 | 0
1978-10-13 | Oct | 13 | 4:00 | 41 | 270 | 708.6614 | 42519.6864 | 0 | 0 | 0.04179 | 4.0722e-08 | 0.079264 | 0.014166 | 0.24 | 0.70801 | 0 | 0.74466 | 0.001996 | 0 | #DIV/0! | #DIV/0! | #DIV/0! | #DIV/0! | 0 | 0 | 0 | 0
1978-10-13 | Oct | 13 | 5:00 | 39.92 | 280 | 708.6614 | 42519.6864 | 0 | 0 | 0.041696 | 4.0547e-08 | 0.079433 | 0.014138 | 0.24 | 0.70781 | 0 | 0.74161 | 0.0020003 | 0 | #DIV/0! | #DIV/0! | #DIV/0! | #DIV/0! | 0 | 0 | 0 | 0
1978-10-13 | Oct | 13 | 6:00 | 39.02 | 270 | 610.2362 | 36614.1744 | 0 | 0 | 0.041675 | 4.0447e-08 | 0.079579 | 0.014115 | 0.24 | 0.70863 | 0 | 0.73902 | 0.0020039 | 0 | #DIV/0! | #DIV/0! | #DIV/0! | #DIV/0! | 0 | 0 | 0 | 0
1978-10-13 | Oct | 13 | 7:00 | 42.08 | 280 | 708.6614 | 42519.6864 | 0 | 0 | 0.04189 | 4.0902e-08 | 0.079096 | 0.014194 | 0.24 | 0.7083 | 0 | 0.74773 | 0.0019917 | 0 | #DIV/0! | #DIV/0! | #DIV/0! | #DIV/0! | 0 | 0 | 0 | 0
1978-10-13 | Oct | 13 | 8:00 | 48.92 | 300 | 610.2362 | 36614.1744 | 0 | 0 | 0.042524 | 4.2042e-08 | 0.078028 | 0.014372 | 0.24 | 0.71012 | 0 | 0.76745 | 0.0019649 | 0 | #DIV/0! | #DIV/0! | #DIV/0! | #DIV/0! | 0 | 0 | 0 | 0
1978-10-13 | Oct | 13 | 9:00 | 53.06 | 340 | 610.2362 | 36614.1744 | 0 | 0 | 0.042872 | 4.2732e-08 | 0.077401 | 0.01448 | 0.24 | 0.71061 | 0 | 0.77947 | 0.0019491 | 0 | #DIV/0! | #DIV/0! | #DIV/0! | #DIV/0! | 0 | 0 | 0 | 0
1978-10-13 | Oct | 13 | 10:00 | 59 | 320 | 905.5118 | 54330.7104 | 0 | 0 | 0.043354 | 4.3722e-08 | 0.07651 | 0.014634 | 0.24 | 0.71101 | 0 | 0.79695 | 0.0019268 | 0 | #DIV/0! | #DIV/0! | #DIV/0! | #DIV/0! | 0 | 0 | 0 | 0
1978-10-13 | Oct | 13 | 11:00 | 60.08 | 310 | 511.811 | 30708.6624 | 0 | 0 | 0.043441 | 4.3902e-08 | 0.076348 | 0.014662 | 0.24 | 0.71108 | 0 | 0.80017 | 0.0019228 | 0 | #DIV/0! | #DIV/0! | #DIV/0! | #DIV/0! | 0 | 0 | 0 | 0
1978-10-13 | Oct | 13 | 12:00 | 60.08 | 340 | 1023.6221 | 61417.3248 | 0 | 0 | 0.043441 | 4.3902e-08 | 0.076348 | 0.014662 | 0.24 | 0.71108 | 0 | 0.80017 | 0.0019228 | 0 | #DIV/0! | #DIV/0! | #DIV/0! | #DIV/0! | 0 | 0 | 0 | 0
1978-10-13 | Oct | 13 | 13:00 | 62.06 | 340 | 1023.6221 | 61417.3248 | 0 | 0 | 0.043602 | 4.4232e-08 | 0.076063 | 0.014714 | 0.24 | 0.71121 | 0 | 0.80599 | 0.0019155 | 0 | #DIV/0! | #DIV/0! | #DIV/0! | #DIV/0! | 0 | 0 | 0 | 0
1978-10-13 | Oct | 13 | 14:00 | 60.98 | 330 | 708.6614 | 42519.6864 | 0 | 0 | 0.043514 | 4.4052e-08 | 0.076219 | 0.014685 | 0.24 | 0.71114 | 0 | 0.80281 | 0.0019195 | 0 | #DIV/0! | #DIV/0! | #DIV/0! | #DIV/0! | 0 | 0 | 0 | 0
1978-10-13 | Oct | 13 | 15:00 | 59 | 60 | 708.6614 | 42519.6864 | 0 | 0 | 0.043354 | 4.3722e-08 | 0.07651 | 0.014634 | 0.24 | 0.71101 | 0 | 0.79695 | 0.0019268 | 0 | #DIV/0! | #DIV/0! | #DIV/0! | #DIV/0! | 0 | 0 | 0 | 0
1978-10-13 | Oct | 13 | 16:00 | 55.94 | 40 | 708.6614 | 42519.6864 | 0 | 0 | 0.043106 | 4.3212e-08 | 0.076969 | 0.014554 | 0.24 | 0.71081 | 0 | 0.7879 | 0.0019382 | 0 | #DIV/0! | #DIV/0! | #DIV/0! | #DIV/0! | 0 | 0 | 0 | 0
1978-10-13 | Oct | 13 | 17:00 | 53.96 | 60 | 1023.6221 | 61417.3248 | 0 | 0 | 0.042945 | 4.2882e-08 | 0.077266 | 0.014503 | 0.24 | 0.71067 | 0 | 0.78209 | 0.0019457 | 0 | #DIV/0! | #DIV/0! | #DIV/0! | #DIV/0! | 0 | 0 | 0 | 0
1978-10-13 | Oct | 13 | 18:00 | 53.06 | 20 | 610.2362 | 36614.1744 | 0 | 0 | 0.042872 | 4.2732e-08 | 0.077401 | 0.01448 | 0.24 | 0.71061 | 0 | 0.77947 | 0.0019491 | 0 | #DIV/0! | #DIV/0! | #DIV/0! | #DIV/0! | 0 | 0 | 0 | 0
1978-10-13 | Oct | 13 | 19:00 | 48.92 | 350 | 511.811 | 30708.6624 | 0 | 0 | 0.042524 | 4.2042e-08 | 0.078028 | 0.014372 | 0.24 | 0.71012 | 0 | 0.76745 | 0.0019649 | 0 | #DIV/0! | #DIV/0! | #DIV/0! | #DIV/0! | 0 | 0 | 0 | 0
1978-10-13 | Oct | 13 | 20:00 | 50 | 340 | 807.0866 | 48425.1984 | 0 | 0 | 0.042624 | 4.2222e-08 | 0.07786 | 0.0144 | 0.24 | 0.7104 | 0 | 0.77061 | 0.0019608 | 0 | #DIV/0! | #DIV/0! | #DIV/0! | #DIV/0! | 0 | 0 | 0 | 0
1978-10-13 | Oct | 13 | 21:00 | 48.02 | 360 | 1220.4725 | 73228.3488 | 0 | 0 | 0.042441 | 4.1892e-08 | 0.078169 | 0.014349 | 0.24 | 0.70988 | 0 | 0.76482 | 0.0019684 | 0 | #DIV/0! | #DIV/0! | #DIV/0! | #DIV/0! | 0 | 0 | 0 | 0
1978-10-13 | Oct | 13 | 22:00 | 48.92 | 340 | 807.0866 | 48425.1984 | 0 | 0 | 0.042524 | 4.2042e-08 | 0.078028 | 0.014372 | 0.24 | 0.71012 | 0 | 0.76745 | 0.0019649 | 0 | #DIV/0! | #DIV/0! | #DIV/0! | #DIV/0! | 0 | 0 | 0 | 0
1978-10-13 | Oct | 13 | 23:00 | 46.94 | 350 | 1220.4725 | 73228.3488 | 0 | 0 | 0.042341 | 4.1712e-08 | 0.078337 | 0.01432 | 0.24 | 0.7096 | 0 | 0.76169 | 0.0019726 | 0 | #DIV/0! | #DIV/0! | #DIV/0! | #DIV/0! | 0 | 0 | 0 | 0
1978-10-13 | Oct | 13 | 24:00 | 46.04 | 340 | 1417.3229 | 85039.3728 | 0 | 0 | 0.042257 | 4.1562e-08 | 0.078478 | 0.014297 | 0.24 | 0.70936 | 0 | 0.75908 | 0.0019761 | 0 | #DIV/0! | #DIV/0! | #DIV/0! | #DIV/0! | 0 | 0 | 0 | 0
1978-10-14 | Oct | 14 | 1:00 | 46.04 | 320 | 1515.7481 | 90944.8848 | 0 | 0 | 0.042257 | 4.1562e-08 | 0.078478 | 0.014297 | 0.24 | 0.70936 | 0 | 0.75908 | 0.0019761 | 0 | #DIV/0! | #DIV/0! | #DIV/0! | #DIV/0! | 0 | 0 | 0 | 0
1978-10-14 | Oct | 14 | 2:00 | 44.96 | 320 | 1417.3229 | 85039.3728 | 0 | 0 | 0.042157 | 4.1382e-08 | 0.078646 | 0.014269 | 0.24 | 0.70907 | 0 | 0.75597 | 0.0019804 | 0 | #DIV/0! | #DIV/0! | #DIV/0! | #DIV/0! | 0 | 0 | 0 | 0
1978-10-14 | Oct | 14 | 3:00 | 39.92 | 300 | 807.0866 | 48425.1984 | 0 | 0 | 0.041696 | 4.0547e-08 | 0.079433 | 0.014138 | 0.24 | 0.70781 | 0 | 0.74161 | 0.0020003 | 0 | #DIV/0! | #DIV/0! | #DIV/0! | #DIV/0! | 0 | 0 | 0 | 0
1978-10-14 | Oct | 14 | 4:00 | 39.02 | 310 | 1023.6221 | 61417.3248 | 0 | 0 | 0.041675 | 4.0447e-08 | 0.079579 | 0.014115 | 0.24 | 0.70863 | 0 | 0.73902 | 0.0020039 | 0 | #DIV/0! | #DIV/0! | #DIV/0! | #DIV/0! | 0 | 0 | 0 | 0
1978-10-14 | Oct | 14 | 5:00 | 37.94 | 300 | 1023.6221 | 61417.3248 | 0 | 0 | 0.04165 | 4.0327e-08 | 0.079754 | 0.014086 | 0.24 | 0.70961 | 0 | 0.73593 | 0.0020083 | 0 | #DIV/0! | #DIV/0! | #DIV/0! | #DIV/0! | 0 | 0 | 0 | 0
1978-10-14 | Oct | 14 | 6:00 | 37.04 | 300 | 610.2362 | 36614.1744 | 0 | 0 | 0.041629 | 4.0227e-08 | 0.0799 | 0.014063 | 0.24 | 0.71044 | 0 | 0.73337 | 0.0020119 | 0 | #DIV/0! | #DIV/0! | #DIV/0! | #DIV/0! | 0 | 0 | 0 | 0
1978-10-14 | Oct | 14 | 7:00 | 37.04 | 300 | 807.0866 | 48425.1984 | 0 | 0 | 0.041629 | 4.0227e-08 | 0.0799 | 0.014063 | 0.24 | 0.71044 | 0 | 0.73337 | 0.0020119 | 0 | #DIV/0! | #DIV/0! | #DIV/0! | #DIV/0! | 0 | 0 | 0 | 0
1978-10-14 | Oct | 14 | 8:00 | 42.08 | 320 | 1318.8977 | 79133.8608 | 0 | 0 | 0.04189 | 4.0902e-08 | 0.079096 | 0.014194 | 0.24 | 0.7083 | 0 | 0.74773 | 0.0019917 | 0 | #DIV/0! | #DIV/0! | #DIV/0! | #DIV/0! | 0 | 0 | 0 | 0
1978-10-14 | Oct | 14 | 9:00 | 46.04 | 340 | 1614.1733 | 96850.3968 | 0 | 0 | 0.042257 | 4.1562e-08 | 0.078478 | 0.014297 | 0.24 | 0.70936 | 0 | 0.75908 | 0.0019761 | 0 | #DIV/0! | #DIV/0! | #DIV/0! | #DIV/0! | 0 | 0 | 0 | 0
1978-10-14 | Oct | 14 | 10:00 | 48.02 | 320 | 1417.3229 | 85039.3728 | 0 | 0 | 0.042441 | 4.1892e-08 | 0.078169 | 0.014349 | 0.24 | 0.70988 | 0 | 0.76482 | 0.0019684 | 0 | #DIV/0! | #DIV/0! | #DIV/0! | #DIV/0! | 0 | 0 | 0 | 0
1978-10-14 | Oct | 14 | 11:00 | 48.02 | 330 | 1515.7481 | 90944.8848 | 0 | 0 | 0.042441 | 4.1892e-08 | 0.078169 | 0.014349 | 0.24 | 0.70988 | 0 | 0.76482 | 0.0019684 | 0 | #DIV/0! | #DIV/0! | #DIV/0! | #DIV/0! | 0 | 0 | 0 | 0
1978-10-14 | Oct | 14 | 12:00 | 50 | 340 | 1220.4725 | 73228.3488 | 0 | 0 | 0.042624 | 4.2222e-08 | 0.07786 | 0.0144 | 0.24 | 0.7104 | 0 | 0.77061 | 0.0019608 | 0 | #DIV/0! | #DIV/0! | #DIV/0! | #DIV/0! | 0 | 0 | 0 | 0
1978-10-14 | Oct | 14 | 13:00 | 50 | 310 | 1220.4725 | 73228.3488 | 0 | 0 | 0.042624 | 4.2222e-08 | 0.07786 | 0.0144 | 0.24 | 0.7104 | 0 | 0.77061 | 0.0019608 | 0 | #DIV/0! | #DIV/0! | #DIV/0! | #DIV/0! | 0 | 0 | 0 | 0
1978-10-14 | Oct | 14 | 14:00 | 48.92 | 330 | 1318.8977 | 79133.8608 | 0 | 0 | 0.042524 | 4.2042e-08 | 0.078028 | 0.014372 | 0.24 | 0.71012 | 0 | 0.76745 | 0.0019649 | 0 | #DIV/0! | #DIV/0! | #DIV/0! | #DIV/0! | 0 | 0 | 0 | 0
1978-10-14 | Oct | 14 | 15:00 | 50 | 310 | 1220.4725 | 73228.3488 | 0 | 0 | 0.042624 | 4.2222e-08 | 0.07786 | 0.0144 | 0.24 | 0.7104 | 0 | 0.77061 | 0.0019608 | 0 | #DIV/0! | #DIV/0! | #DIV/0! | #DIV/0! | 0 | 0 | 0 | 0
1978-10-14 | Oct | 14 | 16:00 | 50 | 350 | 1220.4725 | 73228.3488 | 0 | 0 | 0.042624 | 4.2222e-08 | 0.07786 | 0.0144 | 0.24 | 0.7104 | 0 | 0.77061 | 0.0019608 | 0 | #DIV/0! | #DIV/0! | #DIV/0! | #DIV/0! | 0 | 0 | 0 | 0
1978-10-14 | Oct | 14 | 17:00 | 48.02 | 330 | 1122.0473 | 67322.8368 | 0 | 0 | 0.042441 | 4.1892e-08 | 0.078169 | 0.014349 | 0.24 | 0.70988 | 0 | 0.76482 | 0.0019684 | 0 | #DIV/0! | #DIV/0! | #DIV/0! | #DIV/0! | 0 | 0 | 0 | 0
1978-10-14 | Oct | 14 | 18:00 | 44.06 | 290 | 610.2362 | 36614.1744 | 0 | 0 | 0.042074 | 4.1232e-08 | 0.078787 | 0.014246 | 0.24 | 0.70883 | 0 | 0.75338 | 0.0019839 | 0 | #DIV/0! | #DIV/0! | #DIV/0! | #DIV/0! | 0 | 0 | 0 | 0
1978-10-14 | Oct | 14 | 19:00 | 41 | 300 | 610.2362 | 36614.1744 | 0 | 0 | 0.04179 | 4.0722e-08 | 0.079264 | 0.014166 | 0.24 | 0.70801 | 0 | 0.74466 | 0.001996 | 0 | #DIV/0! | #DIV/0! | #DIV/0! | #DIV/0! | 0 | 0 | 0 | 0
1978-10-14 | Oct | 14 | 20:00 | 37.04 | 290 | 413.3858 | 24803.1504 | 0 | 0 | 0.041629 | 4.0227e-08 | 0.0799 | 0.014063 | 0.24 | 0.71044 | 0 | 0.73337 | 0.0020119 | 0 | #DIV/0! | #DIV/0! | #DIV/0! | #DIV/0! | 0 | 0 | 0 | 0
1978-10-14 | Oct | 14 | 21:00 | 35.06 | 270 | 610.2362 | 36614.1744 | 0 | 0 | 0.041583 | 4.0007e-08 | 0.08022 | 0.014012 | 0.24 | 0.71226 | 0 | 0.72776 | 0.00202 | 0 | #DIV/0! | #DIV/0! | #DIV/0! | #DIV/0! | 0 | 0 | 0 | 0
1978-10-14 | Oct | 14 | 22:00 | 35.06 | 270 | 511.811 | 30708.6624 | 0 | 0 | 0.041583 | 4.0007e-08 | 0.08022 | 0.014012 | 0.24 | 0.71226 | 0 | 0.72776 | 0.00202 | 0 | #DIV/0! | #DIV/0! | #DIV/0! | #DIV/0! | 0 | 0 | 0 | 0
1978-10-14 | Oct | 14 | 23:00 | 33.98 | 270 | 295.2756 | 17716.536 | 0 | 0 | 0.041558 | 3.9887e-08 | 0.080395 | 0.013983 | 0.24 | 0.71327 | 0 | 0.72473 | 0.0020244 | 0 | #DIV/0! | #DIV/0! | #DIV/0! | #DIV/0! | 0 | 0 | 0 | 0
1978-10-14 | Oct | 14 | 24:00 | 33.08 | 180 | 413.3858 | 24803.1504 | 0 | 0 | 0.041537 | 3.9787e-08 | 0.080541 | 0.01396 | 0.24 | 0.7141 | 0 | 0.7222 | 0.0020281 | 0 | #DIV/0! | #DIV/0! | #DIV/0! | #DIV/0! | 0 | 0 | 0 | 0
1978-10-15 | Oct | 15 | 1:00 | 33.08 | 230 | 413.3858 | 24803.1504 | 0 | 0 | 0.041537 | 3.9787e-08 | 0.080541 | 0.01396 | 0.24 | 0.7141 | 0 | 0.7222 | 0.0020281 | 0 | #DIV/0! | #DIV/0! | #DIV/0! | #DIV/0! | 0 | 0 | 0 | 0
1978-10-15 | Oct | 15 | 2:00 | 35.06 | 230 | 511.811 | 30708.6624 | 0 | 0 | 0.041583 | 4.0007e-08 | 0.08022 | 0.014012 | 0.24 | 0.71226 | 0 | 0.72776 | 0.00202 | 0 | #DIV/0! | #DIV/0! | #DIV/0! | #DIV/0! | 0 | 0 | 0 | 0
1978-10-15 | Oct | 15 | 3:00 | 37.04 | 210 | 511.811 | 30708.6624 | 0 | 0 | 0.041629 | 4.0227e-08 | 0.0799 | 0.014063 | 0.24 | 0.71044 | 0 | 0.73337 | 0.0020119 | 0 | #DIV/0! | #DIV/0! | #DIV/0! | #DIV/0! | 0 | 0 | 0 | 0
1978-10-15 | Oct | 15 | 4:00 | 39.02 | 200 | 511.811 | 30708.6624 | 0 | 0 | 0.041675 | 4.0447e-08 | 0.079579 | 0.014115 | 0.24 | 0.70863 | 0 | 0.73902 | 0.0020039 | 0 | #DIV/0! | #DIV/0! | #DIV/0! | #DIV/0! | 0 | 0 | 0 | 0
1978-10-15 | Oct | 15 | 5:00 | 39.02 | 200 | 1023.6221 | 61417.3248 | 0 | 0 | 0.041675 | 4.0447e-08 | 0.079579 | 0.014115 | 0.24 | 0.70863 | 0 | 0.73902 | 0.0020039 | 0 | #DIV/0! | #DIV/0! | #DIV/0! | #DIV/0! | 0 | 0 | 0 | 0
1978-10-15 | Oct | 15 | 6:00 | 39.92 | 190 | 708.6614 | 42519.6864 | 0 | 0 | 0.041696 | 4.0547e-08 | 0.079433 | 0.014138 | 0.24 | 0.70781 | 0 | 0.74161 | 0.0020003 | 0 | #DIV/0! | #DIV/0! | #DIV/0! | #DIV/0! | 0 | 0 | 0 | 0
1978-10-15 | Oct | 15 | 7:00 | 39.92 | 190 | 1122.0473 | 67322.8368 | 0 | 0 | 0.041696 | 4.0547e-08 | 0.079433 | 0.014138 | 0.24 | 0.70781 | 0 | 0.74161 | 0.0020003 | 0 | #DIV/0! | #DIV/0! | #DIV/0! | #DIV/0! | 0 | 0 | 0 | 0
1978-10-15 | Oct | 15 | 8:00 | 42.98 | 180 | 905.5118 | 54330.7104 | 0 | 0 | 0.041974 | 4.1052e-08 | 0.078955 | 0.014217 | 0.24 | 0.70854 | 0 | 0.75029 | 0.0019882 | 0 | #DIV/0! | #DIV/0! | #DIV/0! | #DIV/0! | 0 | 0 | 0 | 0
1978-10-15 | Oct | 15 | 9:00 | 44.96 | 190 | 1023.6221 | 61417.3248 | 0 | 0 | 0.042157 | 4.1382e-08 | 0.078646 | 0.014269 | 0.24 | 0.70907 | 0 | 0.75597 | 0.0019804 | 0 | #DIV/0! | #DIV/0! | #DIV/0! | #DIV/0! | 0 | 0 | 0 | 0
1978-10-15 | Oct | 15 | 10:00 | 44.96 | 180 | 1023.6221 | 61417.3248 | 0 | 0 | 0.042157 | 4.1382e-08 | 0.078646 | 0.014269 | 0.24 | 0.70907 | 0 | 0.75597 | 0.0019804 | 0 | #DIV/0! | #DIV/0! | #DIV/0! | #DIV/0! | 0 | 0 | 0 | 0
1978-10-15 | Oct | 15 | 11:00 | 44.06 | 170 | 1417.3229 | 85039.3728 | 0 | 0 | 0.042074 | 4.1232e-08 | 0.078787 | 0.014246 | 0.24 | 0.70883 | 0 | 0.75338 | 0.0019839 | 0 | #DIV/0! | #DIV/0! | #DIV/0! | #DIV/0! | 0 | 0 | 0 | 0
1978-10-15 | Oct | 15 | 12:00 | 44.96 | 160 | 1220.4725 | 73228.3488 | 0 | 0 | 0.042157 | 4.1382e-08 | 0.078646 | 0.014269 | 0.24 | 0.70907 | 0 | 0.75597 | 0.0019804 | 0 | #DIV/0! | #DIV/0! | #DIV/0! | #DIV/0! | 0 | 0 | 0 | 0
1978-10-15 | Oct | 15 | 13:00 | 48.02 | 170 | 1220.4725 | 73228.3488 | 0 | 0 | 0.042441 | 4.1892e-08 | 0.078169 | 0.014349 | 0.24 | 0.70988 | 0 | 0.76482 | 0.0019684 | 0 | #DIV/0! | #DIV/0! | #DIV/0! | #DIV/0! | 0 | 0 | 0 | 0
1978-10-15 | Oct | 15 | 14:00 | 50 | 210 | 905.5118 | 54330.7104 | 0 | 0 | 0.042624 | 4.2222e-08 | 0.07786 | 0.0144 | 0.24 | 0.7104 | 0 | 0.77061 | 0.0019608 | 0 | #DIV/0! | #DIV/0! | #DIV/0! | #DIV/0! | 0 | 0 | 0 | 0
1978-10-15 | Oct | 15 | 15:00 | 51.08 | 180 | 610.2362 | 36614.1744 | 0 | 0 | 0.042712 | 4.2402e-08 | 0.077698 | 0.014428 | 0.24 | 0.71048 | 0 | 0.77373 | 0.0019566 | 0 | #DIV/0! | #DIV/0! | #DIV/0! | #DIV/0! | 0 | 0 | 0 | 0
1978-10-15 | Oct | 15 | 16:00 | 51.08 | 230 | 295.2756 | 17716.536 | 0 | 0 | 0.042712 | 4.2402e-08 | 0.077698 | 0.014428 | 0.24 | 0.71048 | 0 | 0.77373 | 0.0019566 | 0 | #DIV/0! | #DIV/0! | #DIV/0! | #DIV/0! | 0 | 0 | 0 | 0
1978-10-15 | Oct | 15 | 17:00 | 48.92 | 270 | 610.2362 | 36614.1744 | 0 | 0 | 0.042524 | 4.2042e-08 | 0.078028 | 0.014372 | 0.24 | 0.71012 | 0 | 0.76745 | 0.0019649 | 0 | #DIV/0! | #DIV/0! | #DIV/0! | #DIV/0! | 0 | 0 | 0 | 0
1978-10-15 | Oct | 15 | 18:00 | 48.02 | 290 | 610.2362 | 36614.1744 | 0 | 0 | 0.042441 | 4.1892e-08 | 0.078169 | 0.014349 | 0.24 | 0.70988 | 0 | 0.76482 | 0.0019684 | 0 | #DIV/0! | #DIV/0! | #DIV/0! | #DIV/0! | 0 | 0 | 0 | 0
1978-10-15 | Oct | 15 | 19:00 | 46.04 | 270 | 807.0866 | 48425.1984 | 0 | 0 | 0.042257 | 4.1562e-08 | 0.078478 | 0.014297 | 0.24 | 0.70936 | 0 | 0.75908 | 0.0019761 | 0 | #DIV/0! | #DIV/0! | #DIV/0! | #DIV/0! | 0 | 0 | 0 | 0
1978-10-15 | Oct | 15 | 20:00 | 46.04 | 310 | 1023.6221 | 61417.3248 | 0 | 0 | 0.042257 | 4.1562e-08 | 0.078478 | 0.014297 | 0.24 | 0.70936 | 0 | 0.75908 | 0.0019761 | 0 | #DIV/0! | #DIV/0! | #DIV/0! | #DIV/0! | 0 | 0 | 0 | 0
1978-10-15 | Oct | 15 | 21:00 | 44.96 | 330 | 1732.2835 | 103937.0112 | 0 | 0 | 0.042157 | 4.1382e-08 | 0.078646 | 0.014269 | 0.24 | 0.70907 | 0 | 0.75597 | 0.0019804 | 0 | #DIV/0! | #DIV/0! | #DIV/0! | #DIV/0! | 0 | 0 | 0 | 0
1978-10-15 | Oct | 15 | 22:00 | 42.98 | 310 | 1220.4725 | 73228.3488 | 0 | 0 | 0.041974 | 4.1052e-08 | 0.078955 | 0.014217 | 0.24 | 0.70854 | 0 | 0.75029 | 0.0019882 | 0 | #DIV/0! | #DIV/0! | #DIV/0! | #DIV/0! | 0 | 0 | 0 | 0
1978-10-15 | Oct | 15 | 23:00 | 44.06 | 300 | 1318.8977 | 79133.8608 | 0 | 0 | 0.042074 | 4.1232e-08 | 0.078787 | 0.014246 | 0.24 | 0.70883 | 0 | 0.75338 | 0.0019839 | 0 | #DIV/0! | #DIV/0! | #DIV/0! | #DIV/0! | 0 | 0 | 0 | 0
1978-10-15 | Oct | 15 | 24:00 | 44.96 | 300 | 1515.7481 | 90944.8848 | 0 | 0 | 0.042157 | 4.1382e-08 | 0.078646 | 0.014269 | 0.24 | 0.70907 | 0 | 0.75597 | 0.0019804 | 0 | #DIV/0! | #DIV/0! | #DIV/0! | #DIV/0! | 0 | 0 | 0 | 0
1978-10-16 | Oct | 16 | 1:00 | 44.96 | 320 | 2027.5591 | 121653.5472 | 0 | 0 | 0.042157 | 4.1382e-08 | 0.078646 | 0.014269 | 0.24 | 0.70907 | 0 | 0.75597 | 0.0019804 | 0 | #DIV/0! | #DIV/0! | #DIV/0! | #DIV/0! | 0 | 0 | 0 | 0
1978-10-16 | Oct | 16 | 2:00 | 44.06 | 330 | 1515.7481 | 90944.8848 | 0 | 0 | 0.042074 | 4.1232e-08 | 0.078787 | 0.014246 | 0.24 | 0.70883 | 0 | 0.75338 | 0.0019839 | 0 | #DIV/0! | #DIV/0! | #DIV/0! | #DIV/0! | 0 | 0 | 0 | 0
1978-10-16 | Oct | 16 | 3:00 | 42.98 | 340 | 1417.3229 | 85039.3728 | 0 | 0 | 0.041974 | 4.1052e-08 | 0.078955 | 0.014217 | 0.24 | 0.70854 | 0 | 0.75029 | 0.0019882 | 0 | #DIV/0! | #DIV/0! | #DIV/0! | #DIV/0! | 0 | 0 | 0 | 0
1978-10-16 | Oct | 16 | 4:00 | 42.98 | 330 | 1732.2835 | 103937.0112 | 0 | 0 | 0.041974 | 4.1052e-08 | 0.078955 | 0.014217 | 0.24 | 0.70854 | 0 | 0.75029 | 0.0019882 | 0 | #DIV/0! | #DIV/0! | #DIV/0! | #DIV/0! | 0 | 0 | 0 | 0
1978-10-16 | Oct | 16 | 5:00 | 44.06 | 320 | 1830.7087 | 109842.5232 | 0 | 0 | 0.042074 | 4.1232e-08 | 0.078787 | 0.014246 | 0.24 | 0.70883 | 0 | 0.75338 | 0.0019839 | 0 | #DIV/0! | #DIV/0! | #DIV/0! | #DIV/0! | 0 | 0 | 0 | 0
1978-10-16 | Oct | 16 | 6:00 | 42.98 | 330 | 1830.7087 | 109842.5232 | 0 | 0 | 0.041974 | 4.1052e-08 | 0.078955 | 0.014217 | 0.24 | 0.70854 | 0 | 0.75029 | 0.0019882 | 0 | #DIV/0! | #DIV/0! | #DIV/0! | #DIV/0! | 0 | 0 | 0 | 0
1978-10-16 | Oct | 16 | 7:00 | 44.06 | 330 | 1732.2835 | 103937.0112 | 0 | 0 | 0.042074 | 4.1232e-08 | 0.078787 | 0.014246 | 0.24 | 0.70883 | 0 | 0.75338 | 0.0019839 | 0 | #DIV/0! | #DIV/0! | #DIV/0! | #DIV/0! | 0 | 0 | 0 | 0
1978-10-16 | Oct | 16 | 8:00 | 44.06 | 20 | 1023.6221 | 61417.3248 | 0 | 0 | 0.042074 | 4.1232e-08 | 0.078787 | 0.014246 | 0.24 | 0.70883 | 0 | 0.75338 | 0.0019839 | 0 | #DIV/0! | #DIV/0! | #DIV/0! | #DIV/0! | 0 | 0 | 0 | 0
1978-10-16 | Oct | 16 | 9:00 | 44.96 | 30 | 1220.4725 | 73228.3488 | 0 | 0 | 0.042157 | 4.1382e-08 | 0.078646 | 0.014269 | 0.24 | 0.70907 | 0 | 0.75597 | 0.0019804 | 0 | #DIV/0! | #DIV/0! | #DIV/0! | #DIV/0! | 0 | 0 | 0 | 0
1978-10-16 | Oct | 16 | 10:00 | 48.02 | 20 | 1614.1733 | 96850.3968 | 0 | 0 | 0.042441 | 4.1892e-08 | 0.078169 | 0.014349 | 0.24 | 0.70988 | 0 | 0.76482 | 0.0019684 | 0 | #DIV/0! | #DIV/0! | #DIV/0! | #DIV/0! | 0 | 0 | 0 | 0
1978-10-16 | Oct | 16 | 11:00 | 51.98 | 30 | 1515.7481 | 90944.8848 | 0 | 0 | 0.042785 | 4.2552e-08 | 0.077563 | 0.014451 | 0.24 | 0.71054 | 0 | 0.77633 | 0.0019532 | 0 | #DIV/0! | #DIV/0! | #DIV/0! | #DIV/0! | 0 | 0 | 0 | 0
1978-10-16 | Oct | 16 | 12:00 | 53.96 | 40 | 1614.1733 | 96850.3968 | 0 | 0 | 0.042945 | 4.2882e-08 | 0.077266 | 0.014503 | 0.24 | 0.71067 | 0 | 0.78209 | 0.0019457 | 0 | #DIV/0! | #DIV/0! | #DIV/0! | #DIV/0! | 0 | 0 | 0 | 0
1978-10-16 | Oct | 16 | 13:00 | 53.06 | 20 | 1732.2835 | 103937.0112 | 0 | 0 | 0.042872 | 4.2732e-08 | 0.077401 | 0.01448 | 0.24 | 0.71061 | 0 | 0.77947 | 0.0019491 | 0 | #DIV/0! | #DIV/0! | #DIV/0! | #DIV/0! | 0 | 0 | 0 | 0
1978-10-16 | Oct | 16 | 14:00 | 53.06 | 30 | 1515.7481 | 90944.8848 | 0 | 0 | 0.042872 | 4.2732e-08 | 0.077401 | 0.01448 | 0.24 | 0.71061 | 0 | 0.77947 | 0.0019491 | 0 | #DIV/0! | #DIV/0! | #DIV/0! | #DIV/0! | 0 | 0 | 0 | 0
1978-10-16 | Oct | 16 | 15:00 | 50 | 20 | 1122.0473 | 67322.8368 | 0 | 0 | 0.042624 | 4.2222e-08 | 0.07786 | 0.0144 | 0.24 | 0.7104 | 0 | 0.77061 | 0.0019608 | 0 | #DIV/0! | #DIV/0! | #DIV/0! | #DIV/0! | 0 | 0 | 0 | 0
1978-10-16 | Oct | 16 | 16:00 | 50 | 30 | 1220.4725 | 73228.3488 | 0 | 0 | 0.042624 | 4.2222e-08 | 0.07786 | 0.0144 | 0.24 | 0.7104 | 0 | 0.77061 | 0.0019608 | 0 | #DIV/0! | #DIV/0! | #DIV/0! | #DIV/0! | 0 | 0 | 0 | 0
1978-10-16 | Oct | 16 | 17:00 | 48.92 | 20 | 1122.0473 | 67322.8368 | 0 | 0 | 0.042524 | 4.2042e-08 | 0.078028 | 0.014372 | 0.24 | 0.71012 | 0 | 0.76745 | 0.0019649 | 0 | #DIV/0! | #DIV/0! | #DIV/0! | #DIV/0! | 0 | 0 | 0 | 0
1978-10-16 | Oct | 16 | 18:00 | 42.98 | 20 | 610.2362 | 36614.1744 | 0 | 0 | 0.041974 | 4.1052e-08 | 0.078955 | 0.014217 | 0.24 | 0.70854 | 0 | 0.75029 | 0.0019882 | 0 | #DIV/0! | #DIV/0! | #DIV/0! | #DIV/0! | 0 | 0 | 0 | 0
1978-10-16 | Oct | 16 | 19:00 | 42.98 | 360 | 413.3858 | 24803.1504 | 0 | 0 | 0.041974 | 4.1052e-08 | 0.078955 | 0.014217 | 0.24 | 0.70854 | 0 | 0.75029 | 0.0019882 | 0 | #DIV/0! | #DIV/0! | #DIV/0! | #DIV/0! | 0 | 0 | 0 | 0
1978-10-16 | Oct | 16 | 20:00 | 39.92 | 320 | 610.2362 | 36614.1744 | 0 | 0 | 0.041696 | 4.0547e-08 | 0.079433 | 0.014138 | 0.24 | 0.70781 | 0 | 0.74161 | 0.0020003 | 0 | #DIV/0! | #DIV/0! | #DIV/0! | #DIV/0! | 0 | 0 | 0 | 0
1978-10-16 | Oct | 16 | 21:00 | 37.04 | 300 | 413.3858 | 24803.1504 | 0 | 0 | 0.041629 | 4.0227e-08 | 0.0799 | 0.014063 | 0.24 | 0.71044 | 0 | 0.73337 | 0.0020119 | 0 | #DIV/0! | #DIV/0! | #DIV/0! | #DIV/0! | 0 | 0 | 0 | 0
1978-10-16 | Oct | 16 | 22:00 | 35.96 | 300 | 413.3858 | 24803.1504 | 0 | 0 | 0.041604 | 4.0107e-08 | 0.080074 | 0.014035 | 0.24 | 0.71143 | 0 | 0.73031 | 0.0020163 | 0 | #DIV/0! | #DIV/0! | #DIV/0! | #DIV/0! | 0 | 0 | 0 | 0
1978-10-16 | Oct | 16 | 23:00 | 37.04 | 300 | 295.2756 | 17716.536 | 0 | 0 | 0.041629 | 4.0227e-08 | 0.0799 | 0.014063 | 0.24 | 0.71044 | 0 | 0.73337 | 0.0020119 | 0 | #DIV/0! | #DIV/0! | #DIV/0! | #DIV/0! | 0 | 0 | 0 | 0
1978-10-16 | Oct | 16 | 24:00 | 35.06 | 270 | 295.2756 | 17716.536 | 0 | 0 | 0.041583 | 4.0007e-08 | 0.08022 | 0.014012 | 0.24 | 0.71226 | 0 | 0.72776 | 0.00202 | 0 | #DIV/0! | #DIV/0! | #DIV/0! | #DIV/0! | 0 | 0 | 0 | 0
1978-10-17 | Oct | 17 | 1:00 | 37.94 | 240 | 295.2756 | 17716.536 | 0 | 0 | 0.04165 | 4.0327e-08 | 0.079754 | 0.014086 | 0.24 | 0.70961 | 0 | 0.73593 | 0.0020083 | 0 | #DIV/0! | #DIV/0! | #DIV/0! | #DIV/0! | 0 | 0 | 0 | 0
1978-10-17 | Oct | 17 | 2:00 | 33.98 | 210 | 295.2756 | 17716.536 | 0 | 0 | 0.041558 | 3.9887e-08 | 0.080395 | 0.013983 | 0.24 | 0.71327 | 0 | 0.72473 | 0.0020244 | 0 | #DIV/0! | #DIV/0! | #DIV/0! | #DIV/0! | 0 | 0 | 0 | 0
1978-10-17 | Oct | 17 | 3:00 | 32 | 200 | 413.3858 | 24803.1504 | 0 | 0 | 0.041512 | 3.9667e-08 | 0.080716 | 0.013932 | 0.24 | 0.71511 | 0 | 0.71919 | 0.0020325 | 0 | #DIV/0! | #DIV/0! | #DIV/0! | #DIV/0! | 0 | 0 | 0 | 0
1978-10-17 | Oct | 17 | 4:00 | 33.98 | 190 | 708.6614 | 42519.6864 | 0 | 0 | 0.041558 | 3.9887e-08 | 0.080395 | 0.013983 | 0.24 | 0.71327 | 0 | 0.72473 | 0.0020244 | 0 | #DIV/0! | #DIV/0! | #DIV/0! | #DIV/0! | 0 | 0 | 0 | 0
1978-10-17 | Oct | 17 | 5:00 | 33.98 | 180 | 511.811 | 30708.6624 | 0 | 0 | 0.041558 | 3.9887e-08 | 0.080395 | 0.013983 | 0.24 | 0.71327 | 0 | 0.72473 | 0.0020244 | 0 | #DIV/0! | #DIV/0! | #DIV/0! | #DIV/0! | 0 | 0 | 0 | 0
1978-10-17 | Oct | 17 | 6:00 | 35.06 | 180 | 610.2362 | 36614.1744 | 0 | 0 | 0.041583 | 4.0007e-08 | 0.08022 | 0.014012 | 0.24 | 0.71226 | 0 | 0.72776 | 0.00202 | 0 | #DIV/0! | #DIV/0! | #DIV/0! | #DIV/0! | 0 | 0 | 0 | 0
1978-10-17 | Oct | 17 | 7:00 | 35.96 | 180 | 610.2362 | 36614.1744 | 0 | 0 | 0.041604 | 4.0107e-08 | 0.080074 | 0.014035 | 0.24 | 0.71143 | 0 | 0.73031 | 0.0020163 | 0 | #DIV/0! | #DIV/0! | #DIV/0! | #DIV/0! | 0 | 0 | 0 | 0
1978-10-17 | Oct | 17 | 8:00 | 42.98 | 190 | 708.6614 | 42519.6864 | 0 | 0 | 0.041974 | 4.1052e-08 | 0.078955 | 0.014217 | 0.24 | 0.70854 | 0 | 0.75029 | 0.0019882 | 0 | #DIV/0! | #DIV/0! | #DIV/0! | #DIV/0! | 0 | 0 | 0 | 0
1978-10-17 | Oct | 17 | 9:00 | 48.02 | 170 | 708.6614 | 42519.6864 | 0 | 0 | 0.042441 | 4.1892e-08 | 0.078169 | 0.014349 | 0.24 | 0.70988 | 0 | 0.76482 | 0.0019684 | 0 | #DIV/0! | #DIV/0! | #DIV/0! | #DIV/0! | 0 | 0 | 0 | 0
1978-10-17 | Oct | 17 | 10:00 | 51.98 | 170 | 1023.6221 | 61417.3248 | 0 | 0 | 0.042785 | 4.2552e-08 | 0.077563 | 0.014451 | 0.24 | 0.71054 | 0 | 0.77633 | 0.0019532 | 0 | #DIV/0! | #DIV/0! | #DIV/0! | #DIV/0! | 0 | 0 | 0 | 0
1978-10-17 | Oct | 17 | 11:00 | 55.04 | 180 | 1023.6221 | 61417.3248 | 0 | 0 | 0.043033 | 4.3062e-08 | 0.077104 | 0.014531 | 0.24 | 0.71074 | 0 | 0.78525 | 0.0019416 | 0 | #DIV/0! | #DIV/0! | #DIV/0! | #DIV/0! | 0 | 0 | 0 | 0
1978-10-17 | Oct | 17 | 12:00 | 55.04 | 170 | 1220.4725 | 73228.3488 | 0 | 0 | 0.043033 | 4.3062e-08 | 0.077104 | 0.014531 | 0.24 | 0.71074 | 0 | 0.78525 | 0.0019416 | 0 | #DIV/0! | #DIV/0! | #DIV/0! | #DIV/0! | 0 | 0 | 0 | 0
1978-10-17 | Oct | 17 | 13:00 | 55.94 | 180 | 1023.6221 | 61417.3248 | 0 | 0 | 0.043106 | 4.3212e-08 | 0.076969 | 0.014554 | 0.24 | 0.71081 | 0 | 0.7879 | 0.0019382 | 0 | #DIV/0! | #DIV/0! | #DIV/0! | #DIV/0! | 0 | 0 | 0 | 0
1978-10-17 | Oct | 17 | 14:00 | 57.02 | 210 | 1220.4725 | 73228.3488 | 0 | 0 | 0.043193 | 4.3392e-08 | 0.076807 | 0.014583 | 0.24 | 0.71088 | 0 | 0.79108 | 0.0019342 | 0 | #DIV/0! | #DIV/0! | #DIV/0! | #DIV/0! | 0 | 0 | 0 | 0
1978-10-17 | Oct | 17 | 15:00 | 55.04 | 170 | 1417.3229 | 85039.3728 | 0 | 0 | 0.043033 | 4.3062e-08 | 0.077104 | 0.014531 | 0.24 | 0.71074 | 0 | 0.78525 | 0.0019416 | 0 | #DIV/0! | #DIV/0! | #DIV/0! | #DIV/0! | 0 | 0 | 0 | 0
1978-10-17 | Oct | 17 | 16:00 | 57.02 | 180 | 1122.0473 | 67322.8368 | 0 | 0 | 0.043193 | 4.3392e-08 | 0.076807 | 0.014583 | 0.24 | 0.71088 | 0 | 0.79108 | 0.0019342 | 0 | #DIV/0! | #DIV/0! | #DIV/0! | #DIV/0! | 0 | 0 | 0 | 0
1978-10-17 | Oct | 17 | 17:00 | 55.04 | 180 | 807.0866 | 48425.1984 | 0 | 0 | 0.043033 | 4.3062e-08 | 0.077104 | 0.014531 | 0.24 | 0.71074 | 0 | 0.78525 | 0.0019416 | 0 | #DIV/0! | #DIV/0! | #DIV/0! | #DIV/0! | 0 | 0 | 0 | 0
1978-10-17 | Oct | 17 | 18:00 | 53.96 | 150 | 807.0866 | 48425.1984 | 0 | 0 | 0.042945 | 4.2882e-08 | 0.077266 | 0.014503 | 0.24 | 0.71067 | 0 | 0.78209 | 0.0019457 | 0 | #DIV/0! | #DIV/0! | #DIV/0! | #DIV/0! | 0 | 0 | 0 | 0
1978-10-17 | Oct | 17 | 19:00 | 55.04 | 160 | 1023.6221 | 61417.3248 | 0 | 0 | 0.043033 | 4.3062e-08 | 0.077104 | 0.014531 | 0.24 | 0.71074 | 0 | 0.78525 | 0.0019416 | 0 | #DIV/0! | #DIV/0! | #DIV/0! | #DIV/0! | 0 | 0 | 0 | 0
1978-10-17 | Oct | 17 | 20:00 | 53.96 | 170 | 1220.4725 | 73228.3488 | 0 | 0 | 0.042945 | 4.2882e-08 | 0.077266 | 0.014503 | 0.24 | 0.71067 | 0 | 0.78209 | 0.0019457 | 0 | #DIV/0! | #DIV/0! | #DIV/0! | #DIV/0! | 0 | 0 | 0 | 0
1978-10-17 | Oct | 17 | 21:00 | 53.96 | 180 | 1023.6221 | 61417.3248 | 0 | 0 | 0.042945 | 4.2882e-08 | 0.077266 | 0.014503 | 0.24 | 0.71067 | 0 | 0.78209 | 0.0019457 | 0 | #DIV/0! | #DIV/0! | #DIV/0! | #DIV/0! | 0 | 0 | 0 | 0
1978-10-17 | Oct | 17 | 22:00 | 53.06 | 210 | 807.0866 | 48425.1984 | 0 | 0 | 0.042872 | 4.2732e-08 | 0.077401 | 0.01448 | 0.24 | 0.71061 | 0 | 0.77947 | 0.0019491 | 0 | #DIV/0! | #DIV/0! | #DIV/0! | #DIV/0! | 0 | 0 | 0 | 0
1978-10-17 | Oct | 17 | 23:00 | 50 | 200 | 807.0866 | 48425.1984 | 0 | 0 | 0.042624 | 4.2222e-08 | 0.07786 | 0.0144 | 0.24 | 0.7104 | 0 | 0.77061 | 0.0019608 | 0 | #DIV/0! | #DIV/0! | #DIV/0! | #DIV/0! | 0 | 0 | 0 | 0
1978-10-17 | Oct | 17 | 24:00 | 48.02 | 190 | 807.0866 | 48425.1984 | 0 | 0 | 0.042441 | 4.1892e-08 | 0.078169 | 0.014349 | 0.24 | 0.70988 | 0 | 0.76482 | 0.0019684 | 0 | #DIV/0! | #DIV/0! | #DIV/0! | #DIV/0! | 0 | 0 | 0 | 0
1978-10-18 | Oct | 18 | 1:00 | 46.94 | 210 | 807.0866 | 48425.1984 | 0 | 0 | 0.042341 | 4.1712e-08 | 0.078337 | 0.01432 | 0.24 | 0.7096 | 0 | 0.76169 | 0.0019726 | 0 | #DIV/0! | #DIV/0! | #DIV/0! | #DIV/0! | 0 | 0 | 0 | 0
1978-10-18 | Oct | 18 | 2:00 | 48.02 | 200 | 1023.6221 | 61417.3248 | 0 | 0 | 0.042441 | 4.1892e-08 | 0.078169 | 0.014349 | 0.24 | 0.70988 | 0 | 0.76482 | 0.0019684 | 0 | #DIV/0! | #DIV/0! | #DIV/0! | #DIV/0! | 0 | 0 | 0 | 0
1978-10-18 | Oct | 18 | 3:00 | 46.04 | 180 | 708.6614 | 42519.6864 | 0 | 0 | 0.042257 | 4.1562e-08 | 0.078478 | 0.014297 | 0.24 | 0.70936 | 0 | 0.75908 | 0.0019761 | 0 | #DIV/0! | #DIV/0! | #DIV/0! | #DIV/0! | 0 | 0 | 0 | 0
1978-10-18 | Oct | 18 | 4:00 | 44.96 | 180 | 610.2362 | 36614.1744 | 0 | 0 | 0.042157 | 4.1382e-08 | 0.078646 | 0.014269 | 0.24 | 0.70907 | 0 | 0.75597 | 0.0019804 | 0 | #DIV/0! | #DIV/0! | #DIV/0! | #DIV/0! | 0 | 0 | 0 | 0
1978-10-18 | Oct | 18 | 5:00 | 44.06 | 210 | 511.811 | 30708.6624 | 0 | 0 | 0.042074 | 4.1232e-08 | 0.078787 | 0.014246 | 0.24 | 0.70883 | 0 | 0.75338 | 0.0019839 | 0 | #DIV/0! | #DIV/0! | #DIV/0! | #DIV/0! | 0 | 0 | 0 | 0
1978-10-18 | Oct | 18 | 6:00 | 46.04 | 200 | 1122.0473 | 67322.8368 | 0 | 0 | 0.042257 | 4.1562e-08 | 0.078478 | 0.014297 | 0.24 | 0.70936 | 0 | 0.75908 | 0.0019761 | 0 | #DIV/0! | #DIV/0! | #DIV/0! | #DIV/0! | 0 | 0 | 0 | 0
1978-10-18 | Oct | 18 | 7:00 | 46.94 | 210 | 905.5118 | 54330.7104 | 0 | 0 | 0.042341 | 4.1712e-08 | 0.078337 | 0.01432 | 0.24 | 0.7096 | 0 | 0.76169 | 0.0019726 | 0 | #DIV/0! | #DIV/0! | #DIV/0! | #DIV/0! | 0 | 0 | 0 | 0
1978-10-18 | Oct | 18 | 8:00 | 48.92 | 190 | 807.0866 | 48425.1984 | 0 | 0 | 0.042524 | 4.2042e-08 | 0.078028 | 0.014372 | 0.24 | 0.71012 | 0 | 0.76745 | 0.0019649 | 0 | #DIV/0! | #DIV/0! | #DIV/0! | #DIV/0! | 0 | 0 | 0 | 0
1978-10-18 | Oct | 18 | 9:00 | 51.98 | 230 | 1122.0473 | 67322.8368 | 0 | 0 | 0.042785 | 4.2552e-08 | 0.077563 | 0.014451 | 0.24 | 0.71054 | 0 | 0.77633 | 0.0019532 | 0 | #DIV/0! | #DIV/0! | #DIV/0! | #DIV/0! | 0 | 0 | 0 | 0
1978-10-18 | Oct | 18 | 10:00 | 55.04 | 230 | 1023.6221 | 61417.3248 | 0 | 0 | 0.043033 | 4.3062e-08 | 0.077104 | 0.014531 | 0.24 | 0.71074 | 0 | 0.78525 | 0.0019416 | 0 | #DIV/0! | #DIV/0! | #DIV/0! | #DIV/0! | 0 | 0 | 0 | 0
1978-10-18 | Oct | 18 | 11:00 | 59 | 220 | 708.6614 | 42519.6864 | 0 | 0 | 0.043354 | 4.3722e-08 | 0.07651 | 0.014634 | 0.24 | 0.71101 | 0 | 0.79695 | 0.0019268 | 0 | #DIV/0! | #DIV/0! | #DIV/0! | #DIV/0! | 0 | 0 | 0 | 0
1978-10-18 | Oct | 18 | 12:00 | 57.92 | 230 | 610.2362 | 36614.1744 | 0 | 0 | 0.043266 | 4.3542e-08 | 0.076672 | 0.014606 | 0.24 | 0.71094 | 0 | 0.79374 | 0.0019308 | 0 | #DIV/0! | #DIV/0! | #DIV/0! | #DIV/0! | 0 | 0 | 0 | 0
1978-10-18 | Oct | 18 | 13:00 | 55.94 | 250 | 511.811 | 30708.6624 | 0 | 0 | 0.043106 | 4.3212e-08 | 0.076969 | 0.014554 | 0.24 | 0.71081 | 0 | 0.7879 | 0.0019382 | 0 | #DIV/0! | #DIV/0! | #DIV/0! | #DIV/0! | 0 | 0 | 0 | 0
1978-10-18 | Oct | 18 | 14:00 | 55.94 | 230 | 511.811 | 30708.6624 | 0 | 0 | 0.043106 | 4.3212e-08 | 0.076969 | 0.014554 | 0.24 | 0.71081 | 0 | 0.7879 | 0.0019382 | 0 | #DIV/0! | #DIV/0! | #DIV/0! | #DIV/0! | 0 | 0 | 0 | 0
1978-10-18 | Oct | 18 | 15:00 | 59 | 200 | 610.2362 | 36614.1744 | 0 | 0 | 0.043354 | 4.3722e-08 | 0.07651 | 0.014634 | 0.24 | 0.71101 | 0 | 0.79695 | 0.0019268 | 0 | #DIV/0! | #DIV/0! | #DIV/0! | #DIV/0! | 0 | 0 | 0 | 0
1978-10-18 | Oct | 18 | 16:00 | 57.02 | 240 | 708.6614 | 42519.6864 | 0 | 0 | 0.043193 | 4.3392e-08 | 0.076807 | 0.014583 | 0.24 | 0.71088 | 0 | 0.79108 | 0.0019342 | 0 | #DIV/0! | #DIV/0! | #DIV/0! | #DIV/0! | 0 | 0 | 0 | 0
1978-10-18 | Oct | 18 | 17:00 | 53.96 | 240 | 610.2362 | 36614.1744 | 0 | 0 | 0.042945 | 4.2882e-08 | 0.077266 | 0.014503 | 0.24 | 0.71067 | 0 | 0.78209 | 0.0019457 | 0 | #DIV/0! | #DIV/0! | #DIV/0! | #DIV/0! | 0 | 0 | 0 | 0
1978-10-18 | Oct | 18 | 18:00 | 48.02 | 240 | 708.6614 | 42519.6864 | 0 | 0 | 0.042441 | 4.1892e-08 | 0.078169 | 0.014349 | 0.24 | 0.70988 | 0 | 0.76482 | 0.0019684 | 0 | #DIV/0! | #DIV/0! | #DIV/0! | #DIV/0! | 0 | 0 | 0 | 0
1978-10-18 | Oct | 18 | 19:00 | 48.02 | 240 | 708.6614 | 42519.6864 | 0 | 0 | 0.042441 | 4.1892e-08 | 0.078169 | 0.014349 | 0.24 | 0.70988 | 0 | 0.76482 | 0.0019684 | 0 | #DIV/0! | #DIV/0! | #DIV/0! | #DIV/0! | 0 | 0 | 0 | 0
1978-10-18 | Oct | 18 | 20:00 | 46.04 | 270 | 511.811 | 30708.6624 | 0 | 0 | 0.042257 | 4.1562e-08 | 0.078478 | 0.014297 | 0.24 | 0.70936 | 0 | 0.75908 | 0.0019761 | 0 | #DIV/0! | #DIV/0! | #DIV/0! | #DIV/0! | 0 | 0 | 0 | 0
1978-10-18 | Oct | 18 | 21:00 | 44.96 | 320 | 610.2362 | 36614.1744 | 0 | 0 | 0.042157 | 4.1382e-08 | 0.078646 | 0.014269 | 0.24 | 0.70907 | 0 | 0.75597 | 0.0019804 | 0 | #DIV/0! | #DIV/0! | #DIV/0! | #DIV/0! | 0 | 0 | 0 | 0
1978-10-18 | Oct | 18 | 22:00 | 41 | 250 | 511.811 | 30708.6624 | 0 | 0 | 0.04179 | 4.0722e-08 | 0.079264 | 0.014166 | 0.24 | 0.70801 | 0 | 0.74466 | 0.001996 | 0 | #DIV/0! | #DIV/0! | #DIV/0! | #DIV/0! | 0 | 0 | 0 | 0
1978-10-18 | Oct | 18 | 23:00 | 39.92 | 250 | 413.3858 | 24803.1504 | 0 | 0 | 0.041696 | 4.0547e-08 | 0.079433 | 0.014138 | 0.24 | 0.70781 | 0 | 0.74161 | 0.0020003 | 0 | #DIV/0! | #DIV/0! | #DIV/0! | #DIV/0! | 0 | 0 | 0 | 0
1978-10-18 | Oct | 18 | 24:00 | 39.92 | 240 | 610.2362 | 36614.1744 | 0 | 0 | 0.041696 | 4.0547e-08 | 0.079433 | 0.014138 | 0.24 | 0.70781 | 0 | 0.74161 | 0.0020003 | 0 | #DIV/0! | #DIV/0! | #DIV/0! | #DIV/0! | 0 | 0 | 0 | 0
1978-10-19 | Oct | 19 | 1:00 | 39.92 | 280 | 708.6614 | 42519.6864 | 0 | 0 | 0.041696 | 4.0547e-08 | 0.079433 | 0.014138 | 0.24 | 0.70781 | 0 | 0.74161 | 0.0020003 | 0 | #DIV/0! | #DIV/0! | #DIV/0! | #DIV/0! | 0 | 0 | 0 | 0
1978-10-19 | Oct | 19 | 2:00 | 39.92 | 290 | 708.6614 | 42519.6864 | 0 | 0 | 0.041696 | 4.0547e-08 | 0.079433 | 0.014138 | 0.24 | 0.70781 | 0 | 0.74161 | 0.0020003 | 0 | #DIV/0! | #DIV/0! | #DIV/0! | #DIV/0! | 0 | 0 | 0 | 0
1978-10-19 | Oct | 19 | 3:00 | 39.92 | 270 | 610.2362 | 36614.1744 | 0 | 0 | 0.041696 | 4.0547e-08 | 0.079433 | 0.014138 | 0.24 | 0.70781 | 0 | 0.74161 | 0.0020003 | 0 | #DIV/0! | #DIV/0! | #DIV/0! | #DIV/0! | 0 | 0 | 0 | 0
1978-10-19 | Oct | 19 | 4:00 | 39.02 | 270 | 610.2362 | 36614.1744 | 0 | 0 | 0.041675 | 4.0447e-08 | 0.079579 | 0.014115 | 0.24 | 0.70863 | 0 | 0.73902 | 0.0020039 | 0 | #DIV/0! | #DIV/0! | #DIV/0! | #DIV/0! | 0 | 0 | 0 | 0
1978-10-19 | Oct | 19 | 5:00 | 37.94 | 240 | 708.6614 | 42519.6864 | 0 | 0 | 0.04165 | 4.0327e-08 | 0.079754 | 0.014086 | 0.24 | 0.70961 | 0 | 0.73593 | 0.0020083 | 0 | #DIV/0! | #DIV/0! | #DIV/0! | #DIV/0! | 0 | 0 | 0 | 0
1978-10-19 | Oct | 19 | 6:00 | 37.04 | 250 | 610.2362 | 36614.1744 | 0 | 0 | 0.041629 | 4.0227e-08 | 0.0799 | 0.014063 | 0.24 | 0.71044 | 0 | 0.73337 | 0.0020119 | 0 | #DIV/0! | #DIV/0! | #DIV/0! | #DIV/0! | 0 | 0 | 0 | 0
1978-10-19 | Oct | 19 | 7:00 | 39.02 | 260 | 807.0866 | 48425.1984 | 0 | 0 | 0.041675 | 4.0447e-08 | 0.079579 | 0.014115 | 0.24 | 0.70863 | 0 | 0.73902 | 0.0020039 | 0 | #DIV/0! | #DIV/0! | #DIV/0! | #DIV/0! | 0 | 0 | 0 | 0
1978-10-19 | Oct | 19 | 8:00 | 42.08 | 260 | 905.5118 | 54330.7104 | 0 | 0 | 0.04189 | 4.0902e-08 | 0.079096 | 0.014194 | 0.24 | 0.7083 | 0 | 0.74773 | 0.0019917 | 0 | #DIV/0! | #DIV/0! | #DIV/0! | #DIV/0! | 0 | 0 | 0 | 0
1978-10-19 | Oct | 19 | 9:00 | 46.94 | 270 | 807.0866 | 48425.1984 | 0 | 0 | 0.042341 | 4.1712e-08 | 0.078337 | 0.01432 | 0.24 | 0.7096 | 0 | 0.76169 | 0.0019726 | 0 | #DIV/0! | #DIV/0! | #DIV/0! | #DIV/0! | 0 | 0 | 0 | 0
1978-10-19 | Oct | 19 | 10:00 | 50 | 250 | 1220.4725 | 73228.3488 | 0 | 0 | 0.042624 | 4.2222e-08 | 0.07786 | 0.0144 | 0.24 | 0.7104 | 0 | 0.77061 | 0.0019608 | 0 | #DIV/0! | #DIV/0! | #DIV/0! | #DIV/0! | 0 | 0 | 0 | 0
1978-10-19 | Oct | 19 | 11:00 | 53.06 | 240 | 1023.6221 | 61417.3248 | 0 | 0 | 0.042872 | 4.2732e-08 | 0.077401 | 0.01448 | 0.24 | 0.71061 | 0 | 0.77947 | 0.0019491 | 0 | #DIV/0! | #DIV/0! | #DIV/0! | #DIV/0! | 0 | 0 | 0 | 0
1978-10-19 | Oct | 19 | 12:00 | 57.02 | 240 | 1023.6221 | 61417.3248 | 0 | 0 | 0.043193 | 4.3392e-08 | 0.076807 | 0.014583 | 0.24 | 0.71088 | 0 | 0.79108 | 0.0019342 | 0 | #DIV/0! | #DIV/0! | #DIV/0! | #DIV/0! | 0 | 0 | 0 | 0
1978-10-19 | Oct | 19 | 13:00 | 57.92 | 250 | 1220.4725 | 73228.3488 | 0 | 0 | 0.043266 | 4.3542e-08 | 0.076672 | 0.014606 | 0.24 | 0.71094 | 0 | 0.79374 | 0.0019308 | 0 | #DIV/0! | #DIV/0! | #DIV/0! | #DIV/0! | 0 | 0 | 0 | 0
1978-10-19 | Oct | 19 | 14:00 | 59 | 230 | 1732.2835 | 103937.0112 | 0 | 0 | 0.043354 | 4.3722e-08 | 0.07651 | 0.014634 | 0.24 | 0.71101 | 0 | 0.79695 | 0.0019268 | 0 | #DIV/0! | #DIV/0! | #DIV/0! | #DIV/0! | 0 | 0 | 0 | 0
1978-10-19 | Oct | 19 | 15:00 | 60.08 | 240 | 1614.1733 | 96850.3968 | 0 | 0 | 0.043441 | 4.3902e-08 | 0.076348 | 0.014662 | 0.24 | 0.71108 | 0 | 0.80017 | 0.0019228 | 0 | #DIV/0! | #DIV/0! | #DIV/0! | #DIV/0! | 0 | 0 | 0 | 0
1978-10-19 | Oct | 19 | 16:00 | 60.08 | 240 | 1220.4725 | 73228.3488 | 0 | 0 | 0.043441 | 4.3902e-08 | 0.076348 | 0.014662 | 0.24 | 0.71108 | 0 | 0.80017 | 0.0019228 | 0 | #DIV/0! | #DIV/0! | #DIV/0! | #DIV/0! | 0 | 0 | 0 | 0
1978-10-19 | Oct | 19 | 17:00 | 57.92 | 250 | 905.5118 | 54330.7104 | 0 | 0 | 0.043266 | 4.3542e-08 | 0.076672 | 0.014606 | 0.24 | 0.71094 | 0 | 0.79374 | 0.0019308 | 0 | #DIV/0! | #DIV/0! | #DIV/0! | #DIV/0! | 0 | 0 | 0 | 0
1978-10-19 | Oct | 19 | 18:00 | 53.96 | 230 | 708.6614 | 42519.6864 | 0 | 0 | 0.042945 | 4.2882e-08 | 0.077266 | 0.014503 | 0.24 | 0.71067 | 0 | 0.78209 | 0.0019457 | 0 | #DIV/0! | #DIV/0! | #DIV/0! | #DIV/0! | 0 | 0 | 0 | 0
1978-10-19 | Oct | 19 | 19:00 | 51.98 | 230 | 807.0866 | 48425.1984 | 0 | 0 | 0.042785 | 4.2552e-08 | 0.077563 | 0.014451 | 0.24 | 0.71054 | 0 | 0.77633 | 0.0019532 | 0 | #DIV/0! | #DIV/0! | #DIV/0! | #DIV/0! | 0 | 0 | 0 | 0
1978-10-19 | Oct | 19 | 20:00 | 51.98 | 240 | 807.0866 | 48425.1984 | 0 | 0 | 0.042785 | 4.2552e-08 | 0.077563 | 0.014451 | 0.24 | 0.71054 | 0 | 0.77633 | 0.0019532 | 0 | #DIV/0! | #DIV/0! | #DIV/0! | #DIV/0! | 0 | 0 | 0 | 0
1978-10-19 | Oct | 19 | 21:00 | 50 | 240 | 807.0866 | 48425.1984 | 0 | 0 | 0.042624 | 4.2222e-08 | 0.07786 | 0.0144 | 0.24 | 0.7104 | 0 | 0.77061 | 0.0019608 | 0 | #DIV/0! | #DIV/0! | #DIV/0! | #DIV/0! | 0 | 0 | 0 | 0
1978-10-19 | Oct | 19 | 22:00 | 48.02 | 250 | 807.0866 | 48425.1984 | 0 | 0 | 0.042441 | 4.1892e-08 | 0.078169 | 0.014349 | 0.24 | 0.70988 | 0 | 0.76482 | 0.0019684 | 0 | #DIV/0! | #DIV/0! | #DIV/0! | #DIV/0! | 0 | 0 | 0 | 0
1978-10-19 | Oct | 19 | 23:00 | 44.96 | 330 | 413.3858 | 24803.1504 | 0 | 0 | 0.042157 | 4.1382e-08 | 0.078646 | 0.014269 | 0.24 | 0.70907 | 0 | 0.75597 | 0.0019804 | 0 | #DIV/0! | #DIV/0! | #DIV/0! | #DIV/0! | 0 | 0 | 0 | 0
1978-10-19 | Oct | 19 | 24:00 | 42.98 | 260 | 295.2756 | 17716.536 | 0 | 0 | 0.041974 | 4.1052e-08 | 0.078955 | 0.014217 | 0.24 | 0.70854 | 0 | 0.75029 | 0.0019882 | 0 | #DIV/0! | #DIV/0! | #DIV/0! | #DIV/0! | 0 | 0 | 0 | 0
1978-10-20 | Oct | 20 | 1:00 | 42.08 | 280 | 295.2756 | 17716.536 | 0 | 0 | 0.04189 | 4.0902e-08 | 0.079096 | 0.014194 | 0.24 | 0.7083 | 0 | 0.74773 | 0.0019917 | 0 | #DIV/0! | #DIV/0! | #DIV/0! | #DIV/0! | 0 | 0 | 0 | 0
1978-10-20 | Oct | 20 | 2:00 | 41 | 260 | 295.2756 | 17716.536 | 0 | 0 | 0.04179 | 4.0722e-08 | 0.079264 | 0.014166 | 0.24 | 0.70801 | 0 | 0.74466 | 0.001996 | 0 | #DIV/0! | #DIV/0! | #DIV/0! | #DIV/0! | 0 | 0 | 0 | 0
1978-10-20 | Oct | 20 | 3:00 | 41 | 260 | 295.2756 | 17716.536 | 0 | 0 | 0.04179 | 4.0722e-08 | 0.079264 | 0.014166 | 0.24 | 0.70801 | 0 | 0.74466 | 0.001996 | 0 | #DIV/0! | #DIV/0! | #DIV/0! | #DIV/0! | 0 | 0 | 0 | 0
1978-10-20 | Oct | 20 | 4:00 | 39.92 | 270 | 295.2756 | 17716.536 | 0 | 0 | 0.041696 | 4.0547e-08 | 0.079433 | 0.014138 | 0.24 | 0.70781 | 0 | 0.74161 | 0.0020003 | 0 | #DIV/0! | #DIV/0! | #DIV/0! | #DIV/0! | 0 | 0 | 0 | 0
1978-10-20 | Oct | 20 | 5:00 | 37.94 | 270 | 413.3858 | 24803.1504 | 0 | 0 | 0.04165 | 4.0327e-08 | 0.079754 | 0.014086 | 0.24 | 0.70961 | 0 | 0.73593 | 0.0020083 | 0 | #DIV/0! | #DIV/0! | #DIV/0! | #DIV/0! | 0 | 0 | 0 | 0
1978-10-20 | Oct | 20 | 6:00 | 35.96 | 220 | 511.811 | 30708.6624 | 0 | 0 | 0.041604 | 4.0107e-08 | 0.080074 | 0.014035 | 0.24 | 0.71143 | 0 | 0.73031 | 0.0020163 | 0 | #DIV/0! | #DIV/0! | #DIV/0! | #DIV/0! | 0 | 0 | 0 | 0
1978-10-20 | Oct | 20 | 7:00 | 39.02 | 230 | 511.811 | 30708.6624 | 0 | 0 | 0.041675 | 4.0447e-08 | 0.079579 | 0.014115 | 0.24 | 0.70863 | 0 | 0.73902 | 0.0020039 | 0 | #DIV/0! | #DIV/0! | #DIV/0! | #DIV/0! | 0 | 0 | 0 | 0
1978-10-20 | Oct | 20 | 8:00 | 50 | 0 | 0 | 0 | 0 | 0 | 0.042624 | 4.2222e-08 | 0.07786 | 0.0144 | 0.24 | 0.7104 | 0 | 0.77061 | 0.0019608 | 0 | #DIV/0! | #DIV/0! | #DIV/0! | #DIV/0! | 0 | 0 | 0 | 0
1978-10-20 | Oct | 20 | 9:00 | 59 | 160 | 610.2362 | 36614.1744 | 0 | 0 | 0.043354 | 4.3722e-08 | 0.07651 | 0.014634 | 0.24 | 0.71101 | 0 | 0.79695 | 0.0019268 | 0 | #DIV/0! | #DIV/0! | #DIV/0! | #DIV/0! | 0 | 0 | 0 | 0
1978-10-20 | Oct | 20 | 10:00 | 62.06 | 180 | 807.0866 | 48425.1984 | 0 | 0 | 0.043602 | 4.4232e-08 | 0.076063 | 0.014714 | 0.24 | 0.71121 | 0 | 0.80599 | 0.0019155 | 0 | #DIV/0! | #DIV/0! | #DIV/0! | #DIV/0! | 0 | 0 | 0 | 0
1978-10-20 | Oct | 20 | 11:00 | 64.94 | 220 | 905.5118 | 54330.7104 | 0 | 0 | 0.043835 | 4.4712e-08 | 0.075649 | 0.014788 | 0.24 | 0.7114 | 0 | 0.81454 | 0.001905 | 0 | #DIV/0! | #DIV/0! | #DIV/0! | #DIV/0! | 0 | 0 | 0 | 0
1978-10-20 | Oct | 20 | 12:00 | 68 | 220 | 708.6614 | 42519.6864 | 0 | 0 | 0.044084 | 4.5222e-08 | 0.075208 | 0.014868 | 0.24 | 0.7116 | 0 | 0.82372 | 0.0018939 | 0 | #DIV/0! | #DIV/0! | #DIV/0! | #DIV/0! | 0 | 0 | 0 | 0
1978-10-20 | Oct | 20 | 13:00 | 69.98 | 200 | 1122.0473 | 67322.8368 | 0 | 0 | 0.044244 | 4.5552e-08 | 0.074923 | 0.014919 | 0.24 | 0.71173 | 0 | 0.82971 | 0.0018869 | 0 | #DIV/0! | #DIV/0! | #DIV/0! | #DIV/0! | 0 | 0 | 0 | 0
1978-10-20 | Oct | 20 | 14:00 | 71.96 | 220 | 905.5118 | 54330.7104 | 0 | 0 | 0.044336 | 4.5828e-08 | 0.074648 | 0.014971 | 0.24 | 0.71076 | 0 | 0.83565 | 0.0018798 | 0 | #DIV/0! | #DIV/0! | #DIV/0! | #DIV/0! | 0 | 0 | 0 | 0
1978-10-20 | Oct | 20 | 15:00 | 73.04 | 220 | 807.0866 | 48425.1984 | 0 | 0 | 0.044387 | 4.5978e-08 | 0.074497 | 0.014999 | 0.24 | 0.71023 | 0 | 0.8389 | 0.001876 | 0 | #DIV/0! | #DIV/0! | #DIV/0! | #DIV/0! | 0 | 0 | 0 | 0
1978-10-20 | Oct | 20 | 16:00 | 71.06 | 200 | 807.0866 | 48425.1984 | 0 | 0 | 0.044295 | 4.5703e-08 | 0.074773 | 0.014948 | 0.24 | 0.7112 | 0 | 0.83294 | 0.001883 | 0 | #DIV/0! | #DIV/0! | #DIV/0! | #DIV/0! | 0 | 0 | 0 | 0
1978-10-20 | Oct | 20 | 17:00 | 64.04 | 190 | 708.6614 | 42519.6864 | 0 | 0 | 0.043762 | 4.4562e-08 | 0.075778 | 0.014765 | 0.24 | 0.71134 | 0 | 0.81186 | 0.0019083 | 0 | #DIV/0! | #DIV/0! | #DIV/0! | #DIV/0! | 0 | 0 | 0 | 0
1978-10-20 | Oct | 20 | 18:00 | 60.08 | 180 | 708.6614 | 42519.6864 | 0 | 0 | 0.043441 | 4.3902e-08 | 0.076348 | 0.014662 | 0.24 | 0.71108 | 0 | 0.80017 | 0.0019228 | 0 | #DIV/0! | #DIV/0! | #DIV/0! | #DIV/0! | 0 | 0 | 0 | 0
1978-10-20 | Oct | 20 | 19:00 | 55.94 | 180 | 610.2362 | 36614.1744 | 0 | 0 | 0.043106 | 4.3212e-08 | 0.076969 | 0.014554 | 0.24 | 0.71081 | 0 | 0.7879 | 0.0019382 | 0 | #DIV/0! | #DIV/0! | #DIV/0! | #DIV/0! | 0 | 0 | 0 | 0
1978-10-20 | Oct | 20 | 20:00 | 57.02 | 180 | 708.6614 | 42519.6864 | 0 | 0 | 0.043193 | 4.3392e-08 | 0.076807 | 0.014583 | 0.24 | 0.71088 | 0 | 0.79108 | 0.0019342 | 0 | #DIV/0! | #DIV/0! | #DIV/0! | #DIV/0! | 0 | 0 | 0 | 0
1978-10-20 | Oct | 20 | 21:00 | 57.02 | 200 | 708.6614 | 42519.6864 | 0 | 0 | 0.043193 | 4.3392e-08 | 0.076807 | 0.014583 | 0.24 | 0.71088 | 0 | 0.79108 | 0.0019342 | 0 | #DIV/0! | #DIV/0! | #DIV/0! | #DIV/0! | 0 | 0 | 0 | 0
1978-10-20 | Oct | 20 | 22:00 | 57.92 | 220 | 905.5118 | 54330.7104 | 0 | 0 | 0.043266 | 4.3542e-08 | 0.076672 | 0.014606 | 0.24 | 0.71094 | 0 | 0.79374 | 0.0019308 | 0 | #DIV/0! | #DIV/0! | #DIV/0! | #DIV/0! | 0 | 0 | 0 | 0
1978-10-20 | Oct | 20 | 23:00 | 60.08 | 220 | 1122.0473 | 67322.8368 | 0 | 0 | 0.043441 | 4.3902e-08 | 0.076348 | 0.014662 | 0.24 | 0.71108 | 0 | 0.80017 | 0.0019228 | 0 | #DIV/0! | #DIV/0! | #DIV/0! | #DIV/0! | 0 | 0 | 0 | 0
1978-10-20 | Oct | 20 | 24:00 | 59 | 220 | 708.6614 | 42519.6864 | 0 | 0 | 0.043354 | 4.3722e-08 | 0.07651 | 0.014634 | 0.24 | 0.71101 | 0 | 0.79695 | 0.0019268 | 0 | #DIV/0! | #DIV/0! | #DIV/0! | #DIV/0! | 0 | 0 | 0 | 0
1978-10-21 | Oct | 21 | 1:00 | 57.02 | 210 | 1023.6221 | 61417.3248 | 0 | 0 | 0.043193 | 4.3392e-08 | 0.076807 | 0.014583 | 0.24 | 0.71088 | 0 | 0.79108 | 0.0019342 | 0 | #DIV/0! | #DIV/0! | #DIV/0! | #DIV/0! | 0 | 0 | 0 | 0
1978-10-21 | Oct | 21 | 2:00 | 55.04 | 200 | 905.5118 | 54330.7104 | 0 | 0 | 0.043033 | 4.3062e-08 | 0.077104 | 0.014531 | 0.24 | 0.71074 | 0 | 0.78525 | 0.0019416 | 0 | #DIV/0! | #DIV/0! | #DIV/0! | #DIV/0! | 0 | 0 | 0 | 0
1978-10-21 | Oct | 21 | 3:00 | 55.04 | 200 | 1122.0473 | 67322.8368 | 0 | 0 | 0.043033 | 4.3062e-08 | 0.077104 | 0.014531 | 0.24 | 0.71074 | 0 | 0.78525 | 0.0019416 | 0 | #DIV/0! | #DIV/0! | #DIV/0! | #DIV/0! | 0 | 0 | 0 | 0
1978-10-21 | Oct | 21 | 4:00 | 53.96 | 200 | 905.5118 | 54330.7104 | 0 | 0 | 0.042945 | 4.2882e-08 | 0.077266 | 0.014503 | 0.24 | 0.71067 | 0 | 0.78209 | 0.0019457 | 0 | #DIV/0! | #DIV/0! | #DIV/0! | #DIV/0! | 0 | 0 | 0 | 0
1978-10-21 | Oct | 21 | 5:00 | 53.96 | 210 | 1122.0473 | 67322.8368 | 0 | 0 | 0.042945 | 4.2882e-08 | 0.077266 | 0.014503 | 0.24 | 0.71067 | 0 | 0.78209 | 0.0019457 | 0 | #DIV/0! | #DIV/0! | #DIV/0! | #DIV/0! | 0 | 0 | 0 | 0
1978-10-21 | Oct | 21 | 6:00 | 53.06 | 180 | 807.0866 | 48425.1984 | 0 | 0 | 0.042872 | 4.2732e-08 | 0.077401 | 0.01448 | 0.24 | 0.71061 | 0 | 0.77947 | 0.0019491 | 0 | #DIV/0! | #DIV/0! | #DIV/0! | #DIV/0! | 0 | 0 | 0 | 0
1978-10-21 | Oct | 21 | 7:00 | 55.04 | 190 | 905.5118 | 54330.7104 | 0 | 0 | 0.043033 | 4.3062e-08 | 0.077104 | 0.014531 | 0.24 | 0.71074 | 0 | 0.78525 | 0.0019416 | 0 | #DIV/0! | #DIV/0! | #DIV/0! | #DIV/0! | 0 | 0 | 0 | 0
1978-10-21 | Oct | 21 | 8:00 | 60.08 | 190 | 1220.4725 | 73228.3488 | 0 | 0 | 0.043441 | 4.3902e-08 | 0.076348 | 0.014662 | 0.24 | 0.71108 | 0 | 0.80017 | 0.0019228 | 0 | #DIV/0! | #DIV/0! | #DIV/0! | #DIV/0! | 0 | 0 | 0 | 0
1978-10-21 | Oct | 21 | 9:00 | 64.04 | 210 | 1417.3229 | 85039.3728 | 0 | 0 | 0.043762 | 4.4562e-08 | 0.075778 | 0.014765 | 0.24 | 0.71134 | 0 | 0.81186 | 0.0019083 | 0 | #DIV/0! | #DIV/0! | #DIV/0! | #DIV/0! | 0 | 0 | 0 | 0
1978-10-21 | Oct | 21 | 10:00 | 68 | 200 | 1417.3229 | 85039.3728 | 0 | 0 | 0.044084 | 4.5222e-08 | 0.075208 | 0.014868 | 0.24 | 0.7116 | 0 | 0.82372 | 0.0018939 | 0 | #DIV/0! | #DIV/0! | #DIV/0! | #DIV/0! | 0 | 0 | 0 | 0
1978-10-21 | Oct | 21 | 11:00 | 73.94 | 200 | 1417.3229 | 85039.3728 | 0 | 0 | 0.044428 | 4.6103e-08 | 0.074372 | 0.015022 | 0.24 | 0.70979 | 0 | 0.84162 | 0.0018729 | 0 | #DIV/0! | #DIV/0! | #DIV/0! | #DIV/0! | 0 | 0 | 0 | 0
1978-10-21 | Oct | 21 | 12:00 | 75.92 | 210 | 1417.3229 | 85039.3728 | 0 | 0 | 0.04452 | 4.6378e-08 | 0.074097 | 0.015074 | 0.24 | 0.70883 | 0 | 0.84764 | 0.001866 | 0 | #DIV/0! | #DIV/0! | #DIV/0! | #DIV/0! | 0 | 0 | 0 | 0
1978-10-21 | Oct | 21 | 13:00 | 77 | 190 | 1732.2835 | 103937.0112 | 0 | 0 | 0.04457 | 4.6528e-08 | 0.073947 | 0.015102 | 0.24 | 0.7083 | 0 | 0.85095 | 0.0018622 | 0 | #DIV/0! | #DIV/0! | #DIV/0! | #DIV/0! | 0 | 0 | 0 | 0
1978-10-21 | Oct | 21 | 14:00 | 78.98 | 200 | 1318.8977 | 79133.8608 | 0 | 0 | 0.044662 | 4.6803e-08 | 0.073672 | 0.015153 | 0.24 | 0.70735 | 0 | 0.85704 | 0.0018554 | 0 | #DIV/0! | #DIV/0! | #DIV/0! | #DIV/0! | 0 | 0 | 0 | 0
1978-10-21 | Oct | 21 | 15:00 | 77 | 200 | 1220.4725 | 73228.3488 | 0 | 0 | 0.04457 | 4.6528e-08 | 0.073947 | 0.015102 | 0.24 | 0.7083 | 0 | 0.85095 | 0.0018622 | 0 | #DIV/0! | #DIV/0! | #DIV/0! | #DIV/0! | 0 | 0 | 0 | 0
1978-10-21 | Oct | 21 | 16:00 | 75.02 | 200 | 807.0866 | 48425.1984 | 0 | 0 | 0.044478 | 4.6253e-08 | 0.074222 | 0.015051 | 0.24 | 0.70926 | 0 | 0.8449 | 0.0018691 | 0 | #DIV/0! | #DIV/0! | #DIV/0! | #DIV/0! | 0 | 0 | 0 | 0
1978-10-21 | Oct | 21 | 17:00 | 71.06 | 180 | 807.0866 | 48425.1984 | 0 | 0 | 0.044295 | 4.5703e-08 | 0.074773 | 0.014948 | 0.24 | 0.7112 | 0 | 0.83294 | 0.001883 | 0 | #DIV/0! | #DIV/0! | #DIV/0! | #DIV/0! | 0 | 0 | 0 | 0
1978-10-21 | Oct | 21 | 18:00 | 66.02 | 180 | 807.0866 | 48425.1984 | 0 | 0 | 0.043923 | 4.4892e-08 | 0.075493 | 0.014817 | 0.24 | 0.71147 | 0 | 0.81776 | 0.0019011 | 0 | #DIV/0! | #DIV/0! | #DIV/0! | #DIV/0! | 0 | 0 | 0 | 0
1978-10-21 | Oct | 21 | 19:00 | 69.08 | 170 | 1122.0473 | 67322.8368 | 0 | 0 | 0.044171 | 4.5402e-08 | 0.075052 | 0.014896 | 0.24 | 0.71167 | 0 | 0.82698 | 0.0018901 | 0 | #DIV/0! | #DIV/0! | #DIV/0! | #DIV/0! | 0 | 0 | 0 | 0
1978-10-21 | Oct | 21 | 20:00 | 68 | 190 | 1122.0473 | 67322.8368 | 0 | 0 | 0.044084 | 4.5222e-08 | 0.075208 | 0.014868 | 0.24 | 0.7116 | 0 | 0.82372 | 0.0018939 | 0 | #DIV/0! | #DIV/0! | #DIV/0! | #DIV/0! | 0 | 0 | 0 | 0
1978-10-21 | Oct | 21 | 21:00 | 66.92 | 190 | 1417.3229 | 85039.3728 | 0 | 0 | 0.043996 | 4.5042e-08 | 0.075364 | 0.01484 | 0.24 | 0.71153 | 0 | 0.82046 | 0.0018978 | 0 | #DIV/0! | #DIV/0! | #DIV/0! | #DIV/0! | 0 | 0 | 0 | 0
1978-10-21 | Oct | 21 | 22:00 | 66.02 | 200 | 1318.8977 | 79133.8608 | 0 | 0 | 0.043923 | 4.4892e-08 | 0.075493 | 0.014817 | 0.24 | 0.71147 | 0 | 0.81776 | 0.0019011 | 0 | #DIV/0! | #DIV/0! | #DIV/0! | #DIV/0! | 0 | 0 | 0 | 0
1978-10-21 | Oct | 21 | 23:00 | 66.92 | 200 | 1614.1733 | 96850.3968 | 0 | 0 | 0.043996 | 4.5042e-08 | 0.075364 | 0.01484 | 0.24 | 0.71153 | 0 | 0.82046 | 0.0018978 | 0 | #DIV/0! | #DIV/0! | #DIV/0! | #DIV/0! | 0 | 0 | 0 | 0
1978-10-21 | Oct | 21 | 24:00 | 64.94 | 210 | 1220.4725 | 73228.3488 | 0 | 0 | 0.043835 | 4.4712e-08 | 0.075649 | 0.014788 | 0.24 | 0.7114 | 0 | 0.81454 | 0.001905 | 0 | #DIV/0! | #DIV/0! | #DIV/0! | #DIV/0! | 0 | 0 | 0 | 0
1978-10-22 | Oct | 22 | 1:00 | 64.94 | 210 | 1732.2835 | 103937.0112 | 0 | 0 | 0.043835 | 4.4712e-08 | 0.075649 | 0.014788 | 0.24 | 0.7114 | 0 | 0.81454 | 0.001905 | 0 | #DIV/0! | #DIV/0! | #DIV/0! | #DIV/0! | 0 | 0 | 0 | 0
1978-10-22 | Oct | 22 | 2:00 | 64.04 | 220 | 1417.3229 | 85039.3728 | 0 | 0 | 0.043762 | 4.4562e-08 | 0.075778 | 0.014765 | 0.24 | 0.71134 | 0 | 0.81186 | 0.0019083 | 0 | #DIV/0! | #DIV/0! | #DIV/0! | #DIV/0! | 0 | 0 | 0 | 0
1978-10-22 | Oct | 22 | 3:00 | 62.96 | 220 | 1318.8977 | 79133.8608 | 0 | 0 | 0.043675 | 4.4382e-08 | 0.075934 | 0.014737 | 0.24 | 0.71127 | 0 | 0.80865 | 0.0019122 | 0 | #DIV/0! | #DIV/0! | #DIV/0! | #DIV/0! | 0 | 0 | 0 | 0
1978-10-22 | Oct | 22 | 4:00 | 62.96 | 210 | 1220.4725 | 73228.3488 | 0 | 0 | 0.043675 | 4.4382e-08 | 0.075934 | 0.014737 | 0.24 | 0.71127 | 0 | 0.80865 | 0.0019122 | 0 | #DIV/0! | #DIV/0! | #DIV/0! | #DIV/0! | 0 | 0 | 0 | 0
1978-10-22 | Oct | 22 | 5:00 | 62.96 | 210 | 1417.3229 | 85039.3728 | 0 | 0 | 0.043675 | 4.4382e-08 | 0.075934 | 0.014737 | 0.24 | 0.71127 | 0 | 0.80865 | 0.0019122 | 0 | #DIV/0! | #DIV/0! | #DIV/0! | #DIV/0! | 0 | 0 | 0 | 0
1978-10-22 | Oct | 22 | 6:00 | 62.06 | 200 | 905.5118 | 54330.7104 | 0 | 0 | 0.043602 | 4.4232e-08 | 0.076063 | 0.014714 | 0.24 | 0.71121 | 0 | 0.80599 | 0.0019155 | 0 | #DIV/0! | #DIV/0! | #DIV/0! | #DIV/0! | 0 | 0 | 0 | 0
1978-10-22 | Oct | 22 | 7:00 | 60.98 | 220 | 807.0866 | 48425.1984 | 0 | 0 | 0.043514 | 4.4052e-08 | 0.076219 | 0.014685 | 0.24 | 0.71114 | 0 | 0.80281 | 0.0019195 | 0 | #DIV/0! | #DIV/0! | #DIV/0! | #DIV/0! | 0 | 0 | 0 | 0
1978-10-22 | Oct | 22 | 8:00 | 60.98 | 200 | 1220.4725 | 73228.3488 | 0 | 0 | 0.043514 | 4.4052e-08 | 0.076219 | 0.014685 | 0.24 | 0.71114 | 0 | 0.80281 | 0.0019195 | 0 | #DIV/0! | #DIV/0! | #DIV/0! | #DIV/0! | 0 | 0 | 0 | 0
1978-10-22 | Oct | 22 | 9:00 | 64.04 | 230 | 1318.8977 | 79133.8608 | 0 | 0 | 0.043762 | 4.4562e-08 | 0.075778 | 0.014765 | 0.24 | 0.71134 | 0 | 0.81186 | 0.0019083 | 0 | #DIV/0! | #DIV/0! | #DIV/0! | #DIV/0! | 0 | 0 | 0 | 0
1978-10-22 | Oct | 22 | 10:00 | 68 | 200 | 1614.1733 | 96850.3968 | 0 | 0 | 0.044084 | 4.5222e-08 | 0.075208 | 0.014868 | 0.24 | 0.7116 | 0 | 0.82372 | 0.0018939 | 0 | #DIV/0! | #DIV/0! | #DIV/0! | #DIV/0! | 0 | 0 | 0 | 0
1978-10-22 | Oct | 22 | 11:00 | 71.06 | 230 | 1220.4725 | 73228.3488 | 0 | 0 | 0.044295 | 4.5703e-08 | 0.074773 | 0.014948 | 0.24 | 0.7112 | 0 | 0.83294 | 0.001883 | 0 | #DIV/0! | #DIV/0! | #DIV/0! | #DIV/0! | 0 | 0 | 0 | 0
1978-10-22 | Oct | 22 | 12:00 | 71.96 | 240 | 1318.8977 | 79133.8608 | 0 | 0 | 0.044336 | 4.5828e-08 | 0.074648 | 0.014971 | 0.24 | 0.71076 | 0 | 0.83565 | 0.0018798 | 0 | #DIV/0! | #DIV/0! | #DIV/0! | #DIV/0! | 0 | 0 | 0 | 0
1978-10-22 | Oct | 22 | 13:00 | 73.04 | 270 | 807.0866 | 48425.1984 | 0 | 0 | 0.044387 | 4.5978e-08 | 0.074497 | 0.014999 | 0.24 | 0.71023 | 0 | 0.8389 | 0.001876 | 0 | #DIV/0! | #DIV/0! | #DIV/0! | #DIV/0! | 0 | 0 | 0 | 0
1978-10-22 | Oct | 22 | 14:00 | 71.06 | 310 | 807.0866 | 48425.1984 | 0 | 0 | 0.044295 | 4.5703e-08 | 0.074773 | 0.014948 | 0.24 | 0.7112 | 0 | 0.83294 | 0.001883 | 0 | #DIV/0! | #DIV/0! | #DIV/0! | #DIV/0! | 0 | 0 | 0 | 0
1978-10-22 | Oct | 22 | 15:00 | 69.98 | 30 | 1614.1733 | 96850.3968 | 0 | 0 | 0.044244 | 4.5552e-08 | 0.074923 | 0.014919 | 0.24 | 0.71173 | 0 | 0.82971 | 0.0018869 | 0 | #DIV/0! | #DIV/0! | #DIV/0! | #DIV/0! | 0 | 0 | 0 | 0
1978-10-22 | Oct | 22 | 16:00 | 60.08 | 20 | 1220.4725 | 73228.3488 | 0 | 0 | 0.043441 | 4.3902e-08 | 0.076348 | 0.014662 | 0.24 | 0.71108 | 0 | 0.80017 | 0.0019228 | 0 | #DIV/0! | #DIV/0! | #DIV/0! | #DIV/0! | 0 | 0 | 0 | 0
1978-10-22 | Oct | 22 | 17:00 | 59 | 20 | 1417.3229 | 85039.3728 | 0 | 0 | 0.043354 | 4.3722e-08 | 0.07651 | 0.014634 | 0.24 | 0.71101 | 0 | 0.79695 | 0.0019268 | 0 | #DIV/0! | #DIV/0! | #DIV/0! | #DIV/0! | 0 | 0 | 0 | 0
1978-10-22 | Oct | 22 | 18:00 | 57.02 | 10 | 1318.8977 | 79133.8608 | 0 | 0 | 0.043193 | 4.3392e-08 | 0.076807 | 0.014583 | 0.24 | 0.71088 | 0 | 0.79108 | 0.0019342 | 0 | #DIV/0! | #DIV/0! | #DIV/0! | #DIV/0! | 0 | 0 | 0 | 0
1978-10-22 | Oct | 22 | 19:00 | 55.94 | 360 | 708.6614 | 42519.6864 | 0 | 0 | 0.043106 | 4.3212e-08 | 0.076969 | 0.014554 | 0.24 | 0.71081 | 0 | 0.7879 | 0.0019382 | 0 | #DIV/0! | #DIV/0! | #DIV/0! | #DIV/0! | 0 | 0 | 0 | 0
1978-10-22 | Oct | 22 | 20:00 | 53.96 | 20 | 1023.6221 | 61417.3248 | 0 | 0 | 0.042945 | 4.2882e-08 | 0.077266 | 0.014503 | 0.24 | 0.71067 | 0 | 0.78209 | 0.0019457 | 0 | #DIV/0! | #DIV/0! | #DIV/0! | #DIV/0! | 0 | 0 | 0 | 0
1978-10-22 | Oct | 22 | 21:00 | 53.96 | 10 | 1220.4725 | 73228.3488 | 0 | 0 | 0.042945 | 4.2882e-08 | 0.077266 | 0.014503 | 0.24 | 0.71067 | 0 | 0.78209 | 0.0019457 | 0 | #DIV/0! | #DIV/0! | #DIV/0! | #DIV/0! | 0 | 0 | 0 | 0
1978-10-22 | Oct | 22 | 22:00 | 53.96 | 10 | 1220.4725 | 73228.3488 | 0 | 0 | 0.042945 | 4.2882e-08 | 0.077266 | 0.014503 | 0.24 | 0.71067 | 0 | 0.78209 | 0.0019457 | 0 | #DIV/0! | #DIV/0! | #DIV/0! | #DIV/0! | 0 | 0 | 0 | 0
1978-10-22 | Oct | 22 | 23:00 | 53.06 | 20 | 1318.8977 | 79133.8608 | 0 | 0 | 0.042872 | 4.2732e-08 | 0.077401 | 0.01448 | 0.24 | 0.71061 | 0 | 0.77947 | 0.0019491 | 0 | #DIV/0! | #DIV/0! | #DIV/0! | #DIV/0! | 0 | 0 | 0 | 0
1978-10-22 | Oct | 22 | 24:00 | 51.98 | 20 | 905.5118 | 54330.7104 | 0 | 0 | 0.042785 | 4.2552e-08 | 0.077563 | 0.014451 | 0.24 | 0.71054 | 0 | 0.77633 | 0.0019532 | 0 | #DIV/0! | #DIV/0! | #DIV/0! | #DIV/0! | 0 | 0 | 0 | 0
1978-10-23 | Oct | 23 | 1:00 | 51.98 | 10 | 1122.0473 | 67322.8368 | 0 | 0 | 0.042785 | 4.2552e-08 | 0.077563 | 0.014451 | 0.24 | 0.71054 | 0 | 0.77633 | 0.0019532 | 0 | #DIV/0! | #DIV/0! | #DIV/0! | #DIV/0! | 0 | 0 | 0 | 0
1978-10-23 | Oct | 23 | 2:00 | 50 | 10 | 1220.4725 | 73228.3488 | 0 | 0 | 0.042624 | 4.2222e-08 | 0.07786 | 0.0144 | 0.24 | 0.7104 | 0 | 0.77061 | 0.0019608 | 0 | #DIV/0! | #DIV/0! | #DIV/0! | #DIV/0! | 0 | 0 | 0 | 0
1978-10-23 | Oct | 23 | 3:00 | 50 | 10 | 1515.7481 | 90944.8848 | 0 | 0 | 0.042624 | 4.2222e-08 | 0.07786 | 0.0144 | 0.24 | 0.7104 | 0 | 0.77061 | 0.0019608 | 0 | #DIV/0! | #DIV/0! | #DIV/0! | #DIV/0! | 0 | 0 | 0 | 0
1978-10-23 | Oct | 23 | 4:00 | 48.92 | 360 | 1614.1733 | 96850.3968 | 0 | 0 | 0.042524 | 4.2042e-08 | 0.078028 | 0.014372 | 0.24 | 0.71012 | 0 | 0.76745 | 0.0019649 | 0 | #DIV/0! | #DIV/0! | #DIV/0! | #DIV/0! | 0 | 0 | 0 | 0
1978-10-23 | Oct | 23 | 5:00 | 48.02 | 20 | 1515.7481 | 90944.8848 | 0 | 0 | 0.042441 | 4.1892e-08 | 0.078169 | 0.014349 | 0.24 | 0.70988 | 0 | 0.76482 | 0.0019684 | 0 | #DIV/0! | #DIV/0! | #DIV/0! | #DIV/0! | 0 | 0 | 0 | 0
1978-10-23 | Oct | 23 | 6:00 | 46.94 | 360 | 1220.4725 | 73228.3488 | 0 | 0 | 0.042341 | 4.1712e-08 | 0.078337 | 0.01432 | 0.24 | 0.7096 | 0 | 0.76169 | 0.0019726 | 0 | #DIV/0! | #DIV/0! | #DIV/0! | #DIV/0! | 0 | 0 | 0 | 0
1978-10-23 | Oct | 23 | 7:00 | 46.94 | 10 | 1732.2835 | 103937.0112 | 0 | 0 | 0.042341 | 4.1712e-08 | 0.078337 | 0.01432 | 0.24 | 0.7096 | 0 | 0.76169 | 0.0019726 | 0 | #DIV/0! | #DIV/0! | #DIV/0! | #DIV/0! | 0 | 0 | 0 | 0
1978-10-23 | Oct | 23 | 8:00 | 44.96 | 360 | 1515.7481 | 90944.8848 | 0 | 0 | 0.042157 | 4.1382e-08 | 0.078646 | 0.014269 | 0.24 | 0.70907 | 0 | 0.75597 | 0.0019804 | 0 | #DIV/0! | #DIV/0! | #DIV/0! | #DIV/0! | 0 | 0 | 0 | 0
1978-10-23 | Oct | 23 | 9:00 | 46.94 | 10 | 1515.7481 | 90944.8848 | 0 | 0 | 0.042341 | 4.1712e-08 | 0.078337 | 0.01432 | 0.24 | 0.7096 | 0 | 0.76169 | 0.0019726 | 0 | #DIV/0! | #DIV/0! | #DIV/0! | #DIV/0! | 0 | 0 | 0 | 0
1978-10-23 | Oct | 23 | 10:00 | 50 | 360 | 1220.4725 | 73228.3488 | 0 | 0 | 0.042624 | 4.2222e-08 | 0.07786 | 0.0144 | 0.24 | 0.7104 | 0 | 0.77061 | 0.0019608 | 0 | #DIV/0! | #DIV/0! | #DIV/0! | #DIV/0! | 0 | 0 | 0 | 0
1978-10-23 | Oct | 23 | 11:00 | 50 | 360 | 1122.0473 | 67322.8368 | 0 | 0 | 0.042624 | 4.2222e-08 | 0.07786 | 0.0144 | 0.24 | 0.7104 | 0 | 0.77061 | 0.0019608 | 0 | #DIV/0! | #DIV/0! | #DIV/0! | #DIV/0! | 0 | 0 | 0 | 0
1978-10-23 | Oct | 23 | 12:00 | 51.08 | 10 | 1417.3229 | 85039.3728 | 0 | 0 | 0.042712 | 4.2402e-08 | 0.077698 | 0.014428 | 0.24 | 0.71048 | 0 | 0.77373 | 0.0019566 | 0 | #DIV/0! | #DIV/0! | #DIV/0! | #DIV/0! | 0 | 0 | 0 | 0
1978-10-23 | Oct | 23 | 13:00 | 50 | 30 | 1122.0473 | 67322.8368 | 0 | 0 | 0.042624 | 4.2222e-08 | 0.07786 | 0.0144 | 0.24 | 0.7104 | 0 | 0.77061 | 0.0019608 | 0 | #DIV/0! | #DIV/0! | #DIV/0! | #DIV/0! | 0 | 0 | 0 | 0
1978-10-23 | Oct | 23 | 14:00 | 51.08 | 20 | 1318.8977 | 79133.8608 | 0 | 0 | 0.042712 | 4.2402e-08 | 0.077698 | 0.014428 | 0.24 | 0.71048 | 0 | 0.77373 | 0.0019566 | 0 | #DIV/0! | #DIV/0! | #DIV/0! | #DIV/0! | 0 | 0 | 0 | 0
1978-10-23 | Oct | 23 | 15:00 | 48.92 | 30 | 1417.3229 | 85039.3728 | 0 | 0 | 0.042524 | 4.2042e-08 | 0.078028 | 0.014372 | 0.24 | 0.71012 | 0 | 0.76745 | 0.0019649 | 0 | #DIV/0! | #DIV/0! | #DIV/0! | #DIV/0! | 0 | 0 | 0 | 0
1978-10-23 | Oct | 23 | 16:00 | 48.02 | 30 | 1122.0473 | 67322.8368 | 0 | 0 | 0.042441 | 4.1892e-08 | 0.078169 | 0.014349 | 0.24 | 0.70988 | 0 | 0.76482 | 0.0019684 | 0 | #DIV/0! | #DIV/0! | #DIV/0! | #DIV/0! | 0 | 0 | 0 | 0
1978-10-23 | Oct | 23 | 17:00 | 44.96 | 30 | 905.5118 | 54330.7104 | 0 | 0 | 0.042157 | 4.1382e-08 | 0.078646 | 0.014269 | 0.24 | 0.70907 | 0 | 0.75597 | 0.0019804 | 0 | #DIV/0! | #DIV/0! | #DIV/0! | #DIV/0! | 0 | 0 | 0 | 0
1978-10-23 | Oct | 23 | 18:00 | 42.08 | 40 | 610.2362 | 36614.1744 | 0 | 0 | 0.04189 | 4.0902e-08 | 0.079096 | 0.014194 | 0.24 | 0.7083 | 0 | 0.74773 | 0.0019917 | 0 | #DIV/0! | #DIV/0! | #DIV/0! | #DIV/0! | 0 | 0 | 0 | 0
1978-10-23 | Oct | 23 | 19:00 | 41 | 60 | 708.6614 | 42519.6864 | 0 | 0 | 0.04179 | 4.0722e-08 | 0.079264 | 0.014166 | 0.24 | 0.70801 | 0 | 0.74466 | 0.001996 | 0 | #DIV/0! | #DIV/0! | #DIV/0! | #DIV/0! | 0 | 0 | 0 | 0
1978-10-23 | Oct | 23 | 20:00 | 41 | 40 | 511.811 | 30708.6624 | 0 | 0 | 0.04179 | 4.0722e-08 | 0.079264 | 0.014166 | 0.24 | 0.70801 | 0 | 0.74466 | 0.001996 | 0 | #DIV/0! | #DIV/0! | #DIV/0! | #DIV/0! | 0 | 0 | 0 | 0
1978-10-23 | Oct | 23 | 21:00 | 35.06 | 0 | 0 | 0 | 0 | 0 | 0.041583 | 4.0007e-08 | 0.08022 | 0.014012 | 0.24 | 0.71226 | 0 | 0.72776 | 0.00202 | 0 | #DIV/0! | #DIV/0! | #DIV/0! | #DIV/0! | 0 | 0 | 0 | 0
1978-10-23 | Oct | 23 | 22:00 | 35.96 | 270 | 511.811 | 30708.6624 | 0 | 0 | 0.041604 | 4.0107e-08 | 0.080074 | 0.014035 | 0.24 | 0.71143 | 0 | 0.73031 | 0.0020163 | 0 | #DIV/0! | #DIV/0! | #DIV/0! | #DIV/0! | 0 | 0 | 0 | 0
1978-10-23 | Oct | 23 | 23:00 | 33.08 | 240 | 511.811 | 30708.6624 | 0 | 0 | 0.041537 | 3.9787e-08 | 0.080541 | 0.01396 | 0.24 | 0.7141 | 0 | 0.7222 | 0.0020281 | 0 | #DIV/0! | #DIV/0! | #DIV/0! | #DIV/0! | 0 | 0 | 0 | 0
1978-10-23 | Oct | 23 | 24:00 | 33.98 | 240 | 413.3858 | 24803.1504 | 0 | 0 | 0.041558 | 3.9887e-08 | 0.080395 | 0.013983 | 0.24 | 0.71327 | 0 | 0.72473 | 0.0020244 | 0 | #DIV/0! | #DIV/0! | #DIV/0! | #DIV/0! | 0 | 0 | 0 | 0
1978-10-24 | Oct | 24 | 1:00 | 32 | 230 | 413.3858 | 24803.1504 | 0 | 0 | 0.041512 | 3.9667e-08 | 0.080716 | 0.013932 | 0.24 | 0.71511 | 0 | 0.71919 | 0.0020325 | 0 | #DIV/0! | #DIV/0! | #DIV/0! | #DIV/0! | 0 | 0 | 0 | 0
1978-10-24 | Oct | 24 | 2:00 | 33.08 | 210 | 413.3858 | 24803.1504 | 0 | 0 | 0.041537 | 3.9787e-08 | 0.080541 | 0.01396 | 0.24 | 0.7141 | 0 | 0.7222 | 0.0020281 | 0 | #DIV/0! | #DIV/0! | #DIV/0! | #DIV/0! | 0 | 0 | 0 | 0
1978-10-24 | Oct | 24 | 3:00 | 30.92 | 210 | 511.811 | 30708.6624 | 0 | 0 | 0.041487 | 3.9547e-08 | 0.080891 | 0.013904 | 0.24 | 0.71612 | 0 | 0.71619 | 0.002037 | 0 | #DIV/0! | #DIV/0! | #DIV/0! | #DIV/0! | 0 | 0 | 0 | 0
1978-10-24 | Oct | 24 | 4:00 | 33.08 | 190 | 610.2362 | 36614.1744 | 0 | 0 | 0.041537 | 3.9787e-08 | 0.080541 | 0.01396 | 0.24 | 0.7141 | 0 | 0.7222 | 0.0020281 | 0 | #DIV/0! | #DIV/0! | #DIV/0! | #DIV/0! | 0 | 0 | 0 | 0
1978-10-24 | Oct | 24 | 5:00 | 33.98 | 210 | 610.2362 | 36614.1744 | 0 | 0 | 0.041558 | 3.9887e-08 | 0.080395 | 0.013983 | 0.24 | 0.71327 | 0 | 0.72473 | 0.0020244 | 0 | #DIV/0! | #DIV/0! | #DIV/0! | #DIV/0! | 0 | 0 | 0 | 0
1978-10-24 | Oct | 24 | 6:00 | 33.98 | 270 | 708.6614 | 42519.6864 | 0 | 0 | 0.041558 | 3.9887e-08 | 0.080395 | 0.013983 | 0.24 | 0.71327 | 0 | 0.72473 | 0.0020244 | 0 | #DIV/0! | #DIV/0! | #DIV/0! | #DIV/0! | 0 | 0 | 0 | 0
1978-10-24 | Oct | 24 | 7:00 | 35.96 | 200 | 807.0866 | 48425.1984 | 0 | 0 | 0.041604 | 4.0107e-08 | 0.080074 | 0.014035 | 0.24 | 0.71143 | 0 | 0.73031 | 0.0020163 | 0 | #DIV/0! | #DIV/0! | #DIV/0! | #DIV/0! | 0 | 0 | 0 | 0
1978-10-24 | Oct | 24 | 8:00 | 41 | 210 | 1220.4725 | 73228.3488 | 0 | 0 | 0.04179 | 4.0722e-08 | 0.079264 | 0.014166 | 0.24 | 0.70801 | 0 | 0.74466 | 0.001996 | 0 | #DIV/0! | #DIV/0! | #DIV/0! | #DIV/0! | 0 | 0 | 0 | 0
1978-10-24 | Oct | 24 | 9:00 | 44.96 | 200 | 1614.1733 | 96850.3968 | 0 | 0 | 0.042157 | 4.1382e-08 | 0.078646 | 0.014269 | 0.24 | 0.70907 | 0 | 0.75597 | 0.0019804 | 0 | #DIV/0! | #DIV/0! | #DIV/0! | #DIV/0! | 0 | 0 | 0 | 0
1978-10-24 | Oct | 24 | 10:00 | 46.94 | 230 | 1830.7087 | 109842.5232 | 0 | 0 | 0.042341 | 4.1712e-08 | 0.078337 | 0.01432 | 0.24 | 0.7096 | 0 | 0.76169 | 0.0019726 | 0 | #DIV/0! | #DIV/0! | #DIV/0! | #DIV/0! | 0 | 0 | 0 | 0
1978-10-24 | Oct | 24 | 11:00 | 51.08 | 210 | 1614.1733 | 96850.3968 | 0 | 0 | 0.042712 | 4.2402e-08 | 0.077698 | 0.014428 | 0.24 | 0.71048 | 0 | 0.77373 | 0.0019566 | 0 | #DIV/0! | #DIV/0! | #DIV/0! | #DIV/0! | 0 | 0 | 0 | 0
1978-10-24 | Oct | 24 | 12:00 | 51.98 | 210 | 1614.1733 | 96850.3968 | 0 | 0 | 0.042785 | 4.2552e-08 | 0.077563 | 0.014451 | 0.24 | 0.71054 | 0 | 0.77633 | 0.0019532 | 0 | #DIV/0! | #DIV/0! | #DIV/0! | #DIV/0! | 0 | 0 | 0 | 0
1978-10-24 | Oct | 24 | 13:00 | 55.04 | 190 | 1614.1733 | 96850.3968 | 0 | 0 | 0.043033 | 4.3062e-08 | 0.077104 | 0.014531 | 0.24 | 0.71074 | 0 | 0.78525 | 0.0019416 | 0 | #DIV/0! | #DIV/0! | #DIV/0! | #DIV/0! | 0 | 0 | 0 | 0
1978-10-24 | Oct | 24 | 14:00 | 55.04 | 180 | 1830.7087 | 109842.5232 | 0 | 0 | 0.043033 | 4.3062e-08 | 0.077104 | 0.014531 | 0.24 | 0.71074 | 0 | 0.78525 | 0.0019416 | 0 | #DIV/0! | #DIV/0! | #DIV/0! | #DIV/0! | 0 | 0 | 0 | 0
1978-10-24 | Oct | 24 | 15:00 | 55.94 | 220 | 2027.5591 | 121653.5472 | 0 | 0 | 0.043106 | 4.3212e-08 | 0.076969 | 0.014554 | 0.24 | 0.71081 | 0 | 0.7879 | 0.0019382 | 0 | #DIV/0! | #DIV/0! | #DIV/0! | #DIV/0! | 0 | 0 | 0 | 0
1978-10-24 | Oct | 24 | 16:00 | 55.04 | 210 | 1417.3229 | 85039.3728 | 0 | 0 | 0.043033 | 4.3062e-08 | 0.077104 | 0.014531 | 0.24 | 0.71074 | 0 | 0.78525 | 0.0019416 | 0 | #DIV/0! | #DIV/0! | #DIV/0! | #DIV/0! | 0 | 0 | 0 | 0
1978-10-24 | Oct | 24 | 17:00 | 51.98 | 210 | 1220.4725 | 73228.3488 | 0 | 0 | 0.042785 | 4.2552e-08 | 0.077563 | 0.014451 | 0.24 | 0.71054 | 0 | 0.77633 | 0.0019532 | 0 | #DIV/0! | #DIV/0! | #DIV/0! | #DIV/0! | 0 | 0 | 0 | 0
1978-10-24 | Oct | 24 | 18:00 | 51.08 | 200 | 1023.6221 | 61417.3248 | 0 | 0 | 0.042712 | 4.2402e-08 | 0.077698 | 0.014428 | 0.24 | 0.71048 | 0 | 0.77373 | 0.0019566 | 0 | #DIV/0! | #DIV/0! | #DIV/0! | #DIV/0! | 0 | 0 | 0 | 0
1978-10-24 | Oct | 24 | 19:00 | 51.08 | 180 | 1220.4725 | 73228.3488 | 0 | 0 | 0.042712 | 4.2402e-08 | 0.077698 | 0.014428 | 0.24 | 0.71048 | 0 | 0.77373 | 0.0019566 | 0 | #DIV/0! | #DIV/0! | #DIV/0! | #DIV/0! | 0 | 0 | 0 | 0
1978-10-24 | Oct | 24 | 20:00 | 50 | 210 | 1417.3229 | 85039.3728 | 0 | 0 | 0.042624 | 4.2222e-08 | 0.07786 | 0.0144 | 0.24 | 0.7104 | 0 | 0.77061 | 0.0019608 | 0 | #DIV/0! | #DIV/0! | #DIV/0! | #DIV/0! | 0 | 0 | 0 | 0
1978-10-24 | Oct | 24 | 21:00 | 50 | 200 | 1122.0473 | 67322.8368 | 0 | 0 | 0.042624 | 4.2222e-08 | 0.07786 | 0.0144 | 0.24 | 0.7104 | 0 | 0.77061 | 0.0019608 | 0 | #DIV/0! | #DIV/0! | #DIV/0! | #DIV/0! | 0 | 0 | 0 | 0
1978-10-24 | Oct | 24 | 22:00 | 50 | 210 | 1515.7481 | 90944.8848 | 0 | 0 | 0.042624 | 4.2222e-08 | 0.07786 | 0.0144 | 0.24 | 0.7104 | 0 | 0.77061 | 0.0019608 | 0 | #DIV/0! | #DIV/0! | #DIV/0! | #DIV/0! | 0 | 0 | 0 | 0
1978-10-24 | Oct | 24 | 23:00 | 48.02 | 190 | 1122.0473 | 67322.8368 | 0 | 0 | 0.042441 | 4.1892e-08 | 0.078169 | 0.014349 | 0.24 | 0.70988 | 0 | 0.76482 | 0.0019684 | 0 | #DIV/0! | #DIV/0! | #DIV/0! | #DIV/0! | 0 | 0 | 0 | 0
1978-10-24 | Oct | 24 | 24:00 | 46.94 | 190 | 1515.7481 | 90944.8848 | 0 | 0 | 0.042341 | 4.1712e-08 | 0.078337 | 0.01432 | 0.24 | 0.7096 | 0 | 0.76169 | 0.0019726 | 0 | #DIV/0! | #DIV/0! | #DIV/0! | #DIV/0! | 0 | 0 | 0 | 0
1978-10-25 | Oct | 25 | 1:00 | 48.02 | 200 | 1417.3229 | 85039.3728 | 0 | 0 | 0.042441 | 4.1892e-08 | 0.078169 | 0.014349 | 0.24 | 0.70988 | 0 | 0.76482 | 0.0019684 | 0 | #DIV/0! | #DIV/0! | #DIV/0! | #DIV/0! | 0 | 0 | 0 | 0
1978-10-25 | Oct | 25 | 2:00 | 48.92 | 190 | 1515.7481 | 90944.8848 | 0 | 0 | 0.042524 | 4.2042e-08 | 0.078028 | 0.014372 | 0.24 | 0.71012 | 0 | 0.76745 | 0.0019649 | 0 | #DIV/0! | #DIV/0! | #DIV/0! | #DIV/0! | 0 | 0 | 0 | 0
1978-10-25 | Oct | 25 | 3:00 | 50 | 200 | 1515.7481 | 90944.8848 | 0 | 0 | 0.042624 | 4.2222e-08 | 0.07786 | 0.0144 | 0.24 | 0.7104 | 0 | 0.77061 | 0.0019608 | 0 | #DIV/0! | #DIV/0! | #DIV/0! | #DIV/0! | 0 | 0 | 0 | 0
1978-10-25 | Oct | 25 | 4:00 | 51.08 | 190 | 1830.7087 | 109842.5232 | 0 | 0 | 0.042712 | 4.2402e-08 | 0.077698 | 0.014428 | 0.24 | 0.71048 | 0 | 0.77373 | 0.0019566 | 0 | #DIV/0! | #DIV/0! | #DIV/0! | #DIV/0! | 0 | 0 | 0 | 0
1978-10-25 | Oct | 25 | 5:00 | 51.98 | 190 | 1614.1733 | 96850.3968 | 0 | 0 | 0.042785 | 4.2552e-08 | 0.077563 | 0.014451 | 0.24 | 0.71054 | 0 | 0.77633 | 0.0019532 | 0 | #DIV/0! | #DIV/0! | #DIV/0! | #DIV/0! | 0 | 0 | 0 | 0
1978-10-25 | Oct | 25 | 6:00 | 50 | 190 | 1614.1733 | 96850.3968 | 0 | 0 | 0.042624 | 4.2222e-08 | 0.07786 | 0.0144 | 0.24 | 0.7104 | 0 | 0.77061 | 0.0019608 | 0 | #DIV/0! | #DIV/0! | #DIV/0! | #DIV/0! | 0 | 0 | 0 | 0
1978-10-25 | Oct | 25 | 7:00 | 48.92 | 200 | 1417.3229 | 85039.3728 | 0 | 0 | 0.042524 | 4.2042e-08 | 0.078028 | 0.014372 | 0.24 | 0.71012 | 0 | 0.76745 | 0.0019649 | 0 | #DIV/0! | #DIV/0! | #DIV/0! | #DIV/0! | 0 | 0 | 0 | 0
1978-10-25 | Oct | 25 | 8:00 | 48.92 | 190 | 1417.3229 | 85039.3728 | 0 | 0 | 0.042524 | 4.2042e-08 | 0.078028 | 0.014372 | 0.24 | 0.71012 | 0 | 0.76745 | 0.0019649 | 0 | #DIV/0! | #DIV/0! | #DIV/0! | #DIV/0! | 0 | 0 | 0 | 0
1978-10-25 | Oct | 25 | 9:00 | 50 | 190 | 1318.8977 | 79133.8608 | 0 | 0 | 0.042624 | 4.2222e-08 | 0.07786 | 0.0144 | 0.24 | 0.7104 | 0 | 0.77061 | 0.0019608 | 0 | #DIV/0! | #DIV/0! | #DIV/0! | #DIV/0! | 0 | 0 | 0 | 0
1978-10-25 | Oct | 25 | 10:00 | 51.08 | 190 | 1929.1339 | 115748.0352 | 0 | 0 | 0.042712 | 4.2402e-08 | 0.077698 | 0.014428 | 0.24 | 0.71048 | 0 | 0.77373 | 0.0019566 | 0 | #DIV/0! | #DIV/0! | #DIV/0! | #DIV/0! | 0 | 0 | 0 | 0
1978-10-25 | Oct | 25 | 11:00 | 53.06 | 200 | 1417.3229 | 85039.3728 | 0 | 0 | 0.042872 | 4.2732e-08 | 0.077401 | 0.01448 | 0.24 | 0.71061 | 0 | 0.77947 | 0.0019491 | 0 | #DIV/0! | #DIV/0! | #DIV/0! | #DIV/0! | 0 | 0 | 0 | 0
1978-10-25 | Oct | 25 | 12:00 | 55.94 | 200 | 1515.7481 | 90944.8848 | 0 | 0 | 0.043106 | 4.3212e-08 | 0.076969 | 0.014554 | 0.24 | 0.71081 | 0 | 0.7879 | 0.0019382 | 0 | #DIV/0! | #DIV/0! | #DIV/0! | #DIV/0! | 0 | 0 | 0 | 0
1978-10-25 | Oct | 25 | 13:00 | 57.02 | 210 | 1122.0473 | 67322.8368 | 0 | 0 | 0.043193 | 4.3392e-08 | 0.076807 | 0.014583 | 0.24 | 0.71088 | 0 | 0.79108 | 0.0019342 | 0 | #DIV/0! | #DIV/0! | #DIV/0! | #DIV/0! | 0 | 0 | 0 | 0
1978-10-25 | Oct | 25 | 14:00 | 59 | 230 | 1515.7481 | 90944.8848 | 0 | 0 | 0.043354 | 4.3722e-08 | 0.07651 | 0.014634 | 0.24 | 0.71101 | 0 | 0.79695 | 0.0019268 | 0 | #DIV/0! | #DIV/0! | #DIV/0! | #DIV/0! | 0 | 0 | 0 | 0
1978-10-25 | Oct | 25 | 15:00 | 60.08 | 190 | 1122.0473 | 67322.8368 | 0 | 0 | 0.043441 | 4.3902e-08 | 0.076348 | 0.014662 | 0.24 | 0.71108 | 0 | 0.80017 | 0.0019228 | 0 | #DIV/0! | #DIV/0! | #DIV/0! | #DIV/0! | 0 | 0 | 0 | 0
1978-10-25 | Oct | 25 | 16:00 | 60.08 | 210 | 1023.6221 | 61417.3248 | 0 | 0 | 0.043441 | 4.3902e-08 | 0.076348 | 0.014662 | 0.24 | 0.71108 | 0 | 0.80017 | 0.0019228 | 0 | #DIV/0! | #DIV/0! | #DIV/0! | #DIV/0! | 0 | 0 | 0 | 0
1978-10-25 | Oct | 25 | 17:00 | 60.98 | 210 | 1417.3229 | 85039.3728 | 0 | 0 | 0.043514 | 4.4052e-08 | 0.076219 | 0.014685 | 0.24 | 0.71114 | 0 | 0.80281 | 0.0019195 | 0 | #DIV/0! | #DIV/0! | #DIV/0! | #DIV/0! | 0 | 0 | 0 | 0
1978-10-25 | Oct | 25 | 18:00 | 59 | 270 | 708.6614 | 42519.6864 | 0 | 0 | 0.043354 | 4.3722e-08 | 0.07651 | 0.014634 | 0.24 | 0.71101 | 0 | 0.79695 | 0.0019268 | 0 | #DIV/0! | #DIV/0! | #DIV/0! | #DIV/0! | 0 | 0 | 0 | 0
1978-10-25 | Oct | 25 | 19:00 | 55.94 | 280 | 708.6614 | 42519.6864 | 0 | 0 | 0.043106 | 4.3212e-08 | 0.076969 | 0.014554 | 0.24 | 0.71081 | 0 | 0.7879 | 0.0019382 | 0 | #DIV/0! | #DIV/0! | #DIV/0! | #DIV/0! | 0 | 0 | 0 | 0
1978-10-25 | Oct | 25 | 20:00 | 53.96 | 300 | 708.6614 | 42519.6864 | 0 | 0 | 0.042945 | 4.2882e-08 | 0.077266 | 0.014503 | 0.24 | 0.71067 | 0 | 0.78209 | 0.0019457 | 0 | #DIV/0! | #DIV/0! | #DIV/0! | #DIV/0! | 0 | 0 | 0 | 0
1978-10-25 | Oct | 25 | 21:00 | 51.98 | 330 | 1830.7087 | 109842.5232 | 0 | 0 | 0.042785 | 4.2552e-08 | 0.077563 | 0.014451 | 0.24 | 0.71054 | 0 | 0.77633 | 0.0019532 | 0 | #DIV/0! | #DIV/0! | #DIV/0! | #DIV/0! | 0 | 0 | 0 | 0
1978-10-25 | Oct | 25 | 22:00 | 50 | 330 | 807.0866 | 48425.1984 | 0 | 0 | 0.042624 | 4.2222e-08 | 0.07786 | 0.0144 | 0.24 | 0.7104 | 0 | 0.77061 | 0.0019608 | 0 | #DIV/0! | #DIV/0! | #DIV/0! | #DIV/0! | 0 | 0 | 0 | 0
1978-10-25 | Oct | 25 | 23:00 | 50 | 300 | 708.6614 | 42519.6864 | 0 | 0 | 0.042624 | 4.2222e-08 | 0.07786 | 0.0144 | 0.24 | 0.7104 | 0 | 0.77061 | 0.0019608 | 0 | #DIV/0! | #DIV/0! | #DIV/0! | #DIV/0! | 0 | 0 | 0 | 0
1978-10-25 | Oct | 25 | 24:00 | 48.92 | 320 | 1122.0473 | 67322.8368 | 0 | 0 | 0.042524 | 4.2042e-08 | 0.078028 | 0.014372 | 0.24 | 0.71012 | 0 | 0.76745 | 0.0019649 | 0 | #DIV/0! | #DIV/0! | #DIV/0! | #DIV/0! | 0 | 0 | 0 | 0
1978-10-26 | Oct | 26 | 1:00 | 48.02 | 310 | 1023.6221 | 61417.3248 | 0 | 0 | 0.042441 | 4.1892e-08 | 0.078169 | 0.014349 | 0.24 | 0.70988 | 0 | 0.76482 | 0.0019684 | 0 | #DIV/0! | #DIV/0! | #DIV/0! | #DIV/0! | 0 | 0 | 0 | 0
1978-10-26 | Oct | 26 | 2:00 | 46.04 | 310 | 1023.6221 | 61417.3248 | 0 | 0 | 0.042257 | 4.1562e-08 | 0.078478 | 0.014297 | 0.24 | 0.70936 | 0 | 0.75908 | 0.0019761 | 0 | #DIV/0! | #DIV/0! | #DIV/0! | #DIV/0! | 0 | 0 | 0 | 0
1978-10-26 | Oct | 26 | 3:00 | 44.96 | 320 | 1122.0473 | 67322.8368 | 0 | 0 | 0.042157 | 4.1382e-08 | 0.078646 | 0.014269 | 0.24 | 0.70907 | 0 | 0.75597 | 0.0019804 | 0 | #DIV/0! | #DIV/0! | #DIV/0! | #DIV/0! | 0 | 0 | 0 | 0
1978-10-26 | Oct | 26 | 4:00 | 44.96 | 300 | 807.0866 | 48425.1984 | 0 | 0 | 0.042157 | 4.1382e-08 | 0.078646 | 0.014269 | 0.24 | 0.70907 | 0 | 0.75597 | 0.0019804 | 0 | #DIV/0! | #DIV/0! | #DIV/0! | #DIV/0! | 0 | 0 | 0 | 0
1978-10-26 | Oct | 26 | 5:00 | 44.06 | 300 | 807.0866 | 48425.1984 | 0 | 0 | 0.042074 | 4.1232e-08 | 0.078787 | 0.014246 | 0.24 | 0.70883 | 0 | 0.75338 | 0.0019839 | 0 | #DIV/0! | #DIV/0! | #DIV/0! | #DIV/0! | 0 | 0 | 0 | 0
1978-10-26 | Oct | 26 | 6:00 | 44.06 | 300 | 610.2362 | 36614.1744 | 0 | 0 | 0.042074 | 4.1232e-08 | 0.078787 | 0.014246 | 0.24 | 0.70883 | 0 | 0.75338 | 0.0019839 | 0 | #DIV/0! | #DIV/0! | #DIV/0! | #DIV/0! | 0 | 0 | 0 | 0
1978-10-26 | Oct | 26 | 7:00 | 42.08 | 300 | 708.6614 | 42519.6864 | 0 | 0 | 0.04189 | 4.0902e-08 | 0.079096 | 0.014194 | 0.24 | 0.7083 | 0 | 0.74773 | 0.0019917 | 0 | #DIV/0! | #DIV/0! | #DIV/0! | #DIV/0! | 0 | 0 | 0 | 0
1978-10-26 | Oct | 26 | 8:00 | 42.98 | 290 | 1023.6221 | 61417.3248 | 0 | 0 | 0.041974 | 4.1052e-08 | 0.078955 | 0.014217 | 0.24 | 0.70854 | 0 | 0.75029 | 0.0019882 | 0 | #DIV/0! | #DIV/0! | #DIV/0! | #DIV/0! | 0 | 0 | 0 | 0
1978-10-26 | Oct | 26 | 9:00 | 44.96 | 300 | 1023.6221 | 61417.3248 | 0 | 0 | 0.042157 | 4.1382e-08 | 0.078646 | 0.014269 | 0.24 | 0.70907 | 0 | 0.75597 | 0.0019804 | 0 | #DIV/0! | #DIV/0! | #DIV/0! | #DIV/0! | 0 | 0 | 0 | 0
1978-10-26 | Oct | 26 | 10:00 | 48.92 | 290 | 1220.4725 | 73228.3488 | 0 | 0 | 0.042524 | 4.2042e-08 | 0.078028 | 0.014372 | 0.24 | 0.71012 | 0 | 0.76745 | 0.0019649 | 0 | #DIV/0! | #DIV/0! | #DIV/0! | #DIV/0! | 0 | 0 | 0 | 0
1978-10-26 | Oct | 26 | 11:00 | 51.98 | 310 | 1318.8977 | 79133.8608 | 0 | 0 | 0.042785 | 4.2552e-08 | 0.077563 | 0.014451 | 0.24 | 0.71054 | 0 | 0.77633 | 0.0019532 | 0 | #DIV/0! | #DIV/0! | #DIV/0! | #DIV/0! | 0 | 0 | 0 | 0
1978-10-26 | Oct | 26 | 12:00 | 51.08 | 300 | 1515.7481 | 90944.8848 | 0 | 0 | 0.042712 | 4.2402e-08 | 0.077698 | 0.014428 | 0.24 | 0.71048 | 0 | 0.77373 | 0.0019566 | 0 | #DIV/0! | #DIV/0! | #DIV/0! | #DIV/0! | 0 | 0 | 0 | 0
1978-10-26 | Oct | 26 | 13:00 | 53.96 | 300 | 1122.0473 | 67322.8368 | 0 | 0 | 0.042945 | 4.2882e-08 | 0.077266 | 0.014503 | 0.24 | 0.71067 | 0 | 0.78209 | 0.0019457 | 0 | #DIV/0! | #DIV/0! | #DIV/0! | #DIV/0! | 0 | 0 | 0 | 0
1978-10-26 | Oct | 26 | 14:00 | 53.96 | 280 | 1318.8977 | 79133.8608 | 0 | 0 | 0.042945 | 4.2882e-08 | 0.077266 | 0.014503 | 0.24 | 0.71067 | 0 | 0.78209 | 0.0019457 | 0 | #DIV/0! | #DIV/0! | #DIV/0! | #DIV/0! | 0 | 0 | 0 | 0
1978-10-26 | Oct | 26 | 15:00 | 53.96 | 250 | 1417.3229 | 85039.3728 | 0 | 0 | 0.042945 | 4.2882e-08 | 0.077266 | 0.014503 | 0.24 | 0.71067 | 0 | 0.78209 | 0.0019457 | 0 | #DIV/0! | #DIV/0! | #DIV/0! | #DIV/0! | 0 | 0 | 0 | 0
1978-10-26 | Oct | 26 | 16:00 | 51.98 | 260 | 1023.6221 | 61417.3248 | 0 | 0 | 0.042785 | 4.2552e-08 | 0.077563 | 0.014451 | 0.24 | 0.71054 | 0 | 0.77633 | 0.0019532 | 0 | #DIV/0! | #DIV/0! | #DIV/0! | #DIV/0! | 0 | 0 | 0 | 0
1978-10-26 | Oct | 26 | 17:00 | 48.92 | 260 | 610.2362 | 36614.1744 | 0 | 0 | 0.042524 | 4.2042e-08 | 0.078028 | 0.014372 | 0.24 | 0.71012 | 0 | 0.76745 | 0.0019649 | 0 | #DIV/0! | #DIV/0! | #DIV/0! | #DIV/0! | 0 | 0 | 0 | 0
1978-10-26 | Oct | 26 | 18:00 | 46.04 | 230 | 511.811 | 30708.6624 | 0 | 0 | 0.042257 | 4.1562e-08 | 0.078478 | 0.014297 | 0.24 | 0.70936 | 0 | 0.75908 | 0.0019761 | 0 | #DIV/0! | #DIV/0! | #DIV/0! | #DIV/0! | 0 | 0 | 0 | 0
1978-10-26 | Oct | 26 | 19:00 | 44.06 | 220 | 610.2362 | 36614.1744 | 0 | 0 | 0.042074 | 4.1232e-08 | 0.078787 | 0.014246 | 0.24 | 0.70883 | 0 | 0.75338 | 0.0019839 | 0 | #DIV/0! | #DIV/0! | #DIV/0! | #DIV/0! | 0 | 0 | 0 | 0
1978-10-26 | Oct | 26 | 20:00 | 44.06 | 220 | 708.6614 | 42519.6864 | 0 | 0 | 0.042074 | 4.1232e-08 | 0.078787 | 0.014246 | 0.24 | 0.70883 | 0 | 0.75338 | 0.0019839 | 0 | #DIV/0! | #DIV/0! | #DIV/0! | #DIV/0! | 0 | 0 | 0 | 0
1978-10-26 | Oct | 26 | 21:00 | 42.98 | 210 | 807.0866 | 48425.1984 | 0 | 0 | 0.041974 | 4.1052e-08 | 0.078955 | 0.014217 | 0.24 | 0.70854 | 0 | 0.75029 | 0.0019882 | 0 | #DIV/0! | #DIV/0! | #DIV/0! | #DIV/0! | 0 | 0 | 0 | 0
1978-10-26 | Oct | 26 | 22:00 | 42.08 | 220 | 610.2362 | 36614.1744 | 0 | 0 | 0.04189 | 4.0902e-08 | 0.079096 | 0.014194 | 0.24 | 0.7083 | 0 | 0.74773 | 0.0019917 | 0 | #DIV/0! | #DIV/0! | #DIV/0! | #DIV/0! | 0 | 0 | 0 | 0
1978-10-26 | Oct | 26 | 23:00 | 42.98 | 210 | 807.0866 | 48425.1984 | 0 | 0 | 0.041974 | 4.1052e-08 | 0.078955 | 0.014217 | 0.24 | 0.70854 | 0 | 0.75029 | 0.0019882 | 0 | #DIV/0! | #DIV/0! | #DIV/0! | #DIV/0! | 0 | 0 | 0 | 0
1978-10-26 | Oct | 26 | 24:00 | 46.04 | 210 | 1122.0473 | 67322.8368 | 0 | 0 | 0.042257 | 4.1562e-08 | 0.078478 | 0.014297 | 0.24 | 0.70936 | 0 | 0.75908 | 0.0019761 | 0 | #DIV/0! | #DIV/0! | #DIV/0! | #DIV/0! | 0 | 0 | 0 | 0
1978-10-27 | Oct | 27 | 1:00 | 46.04 | 200 | 1220.4725 | 73228.3488 | 0 | 0 | 0.042257 | 4.1562e-08 | 0.078478 | 0.014297 | 0.24 | 0.70936 | 0 | 0.75908 | 0.0019761 | 0 | #DIV/0! | #DIV/0! | #DIV/0! | #DIV/0! | 0 | 0 | 0 | 0
1978-10-27 | Oct | 27 | 2:00 | 44.96 | 210 | 1220.4725 | 73228.3488 | 0 | 0 | 0.042157 | 4.1382e-08 | 0.078646 | 0.014269 | 0.24 | 0.70907 | 0 | 0.75597 | 0.0019804 | 0 | #DIV/0! | #DIV/0! | #DIV/0! | #DIV/0! | 0 | 0 | 0 | 0
1978-10-27 | Oct | 27 | 3:00 | 44.06 | 210 | 1122.0473 | 67322.8368 | 0 | 0 | 0.042074 | 4.1232e-08 | 0.078787 | 0.014246 | 0.24 | 0.70883 | 0 | 0.75338 | 0.0019839 | 0 | #DIV/0! | #DIV/0! | #DIV/0! | #DIV/0! | 0 | 0 | 0 | 0
1978-10-27 | Oct | 27 | 4:00 | 42.98 | 230 | 1220.4725 | 73228.3488 | 0 | 0 | 0.041974 | 4.1052e-08 | 0.078955 | 0.014217 | 0.24 | 0.70854 | 0 | 0.75029 | 0.0019882 | 0 | #DIV/0! | #DIV/0! | #DIV/0! | #DIV/0! | 0 | 0 | 0 | 0
1978-10-27 | Oct | 27 | 5:00 | 42.08 | 230 | 1023.6221 | 61417.3248 | 0 | 0 | 0.04189 | 4.0902e-08 | 0.079096 | 0.014194 | 0.24 | 0.7083 | 0 | 0.74773 | 0.0019917 | 0 | #DIV/0! | #DIV/0! | #DIV/0! | #DIV/0! | 0 | 0 | 0 | 0
1978-10-27 | Oct | 27 | 6:00 | 42.08 | 220 | 807.0866 | 48425.1984 | 0 | 0 | 0.04189 | 4.0902e-08 | 0.079096 | 0.014194 | 0.24 | 0.7083 | 0 | 0.74773 | 0.0019917 | 0 | #DIV/0! | #DIV/0! | #DIV/0! | #DIV/0! | 0 | 0 | 0 | 0
1978-10-27 | Oct | 27 | 7:00 | 39.92 | 220 | 708.6614 | 42519.6864 | 0 | 0 | 0.041696 | 4.0547e-08 | 0.079433 | 0.014138 | 0.24 | 0.70781 | 0 | 0.74161 | 0.0020003 | 0 | #DIV/0! | #DIV/0! | #DIV/0! | #DIV/0! | 0 | 0 | 0 | 0
1978-10-27 | Oct | 27 | 8:00 | 44.06 | 210 | 1023.6221 | 61417.3248 | 0 | 0 | 0.042074 | 4.1232e-08 | 0.078787 | 0.014246 | 0.24 | 0.70883 | 0 | 0.75338 | 0.0019839 | 0 | #DIV/0! | #DIV/0! | #DIV/0! | #DIV/0! | 0 | 0 | 0 | 0
1978-10-27 | Oct | 27 | 9:00 | 48.92 | 220 | 807.0866 | 48425.1984 | 0 | 0 | 0.042524 | 4.2042e-08 | 0.078028 | 0.014372 | 0.24 | 0.71012 | 0 | 0.76745 | 0.0019649 | 0 | #DIV/0! | #DIV/0! | #DIV/0! | #DIV/0! | 0 | 0 | 0 | 0
1978-10-27 | Oct | 27 | 10:00 | 51.98 | 190 | 1023.6221 | 61417.3248 | 0 | 0 | 0.042785 | 4.2552e-08 | 0.077563 | 0.014451 | 0.24 | 0.71054 | 0 | 0.77633 | 0.0019532 | 0 | #DIV/0! | #DIV/0! | #DIV/0! | #DIV/0! | 0 | 0 | 0 | 0
1978-10-27 | Oct | 27 | 11:00 | 57.92 | 200 | 1220.4725 | 73228.3488 | 0 | 0 | 0.043266 | 4.3542e-08 | 0.076672 | 0.014606 | 0.24 | 0.71094 | 0 | 0.79374 | 0.0019308 | 0 | #DIV/0! | #DIV/0! | #DIV/0! | #DIV/0! | 0 | 0 | 0 | 0
1978-10-27 | Oct | 27 | 12:00 | 60.08 | 190 | 1023.6221 | 61417.3248 | 0 | 0 | 0.043441 | 4.3902e-08 | 0.076348 | 0.014662 | 0.24 | 0.71108 | 0 | 0.80017 | 0.0019228 | 0 | #DIV/0! | #DIV/0! | #DIV/0! | #DIV/0! | 0 | 0 | 0 | 0
1978-10-27 | Oct | 27 | 13:00 | 60.98 | 210 | 1220.4725 | 73228.3488 | 0 | 0 | 0.043514 | 4.4052e-08 | 0.076219 | 0.014685 | 0.24 | 0.71114 | 0 | 0.80281 | 0.0019195 | 0 | #DIV/0! | #DIV/0! | #DIV/0! | #DIV/0! | 0 | 0 | 0 | 0
1978-10-27 | Oct | 27 | 14:00 | 62.06 | 200 | 1220.4725 | 73228.3488 | 0 | 0 | 0.043602 | 4.4232e-08 | 0.076063 | 0.014714 | 0.24 | 0.71121 | 0 | 0.80599 | 0.0019155 | 0 | #DIV/0! | #DIV/0! | #DIV/0! | #DIV/0! | 0 | 0 | 0 | 0
1978-10-27 | Oct | 27 | 15:00 | 62.96 | 210 | 1220.4725 | 73228.3488 | 0 | 0 | 0.043675 | 4.4382e-08 | 0.075934 | 0.014737 | 0.24 | 0.71127 | 0 | 0.80865 | 0.0019122 | 0 | #DIV/0! | #DIV/0! | #DIV/0! | #DIV/0! | 0 | 0 | 0 | 0
1978-10-27 | Oct | 27 | 16:00 | 60.98 | 220 | 1417.3229 | 85039.3728 | 0 | 0 | 0.043514 | 4.4052e-08 | 0.076219 | 0.014685 | 0.24 | 0.71114 | 0 | 0.80281 | 0.0019195 | 0 | #DIV/0! | #DIV/0! | #DIV/0! | #DIV/0! | 0 | 0 | 0 | 0
1978-10-27 | Oct | 27 | 17:00 | 57.02 | 230 | 807.0866 | 48425.1984 | 0 | 0 | 0.043193 | 4.3392e-08 | 0.076807 | 0.014583 | 0.24 | 0.71088 | 0 | 0.79108 | 0.0019342 | 0 | #DIV/0! | #DIV/0! | #DIV/0! | #DIV/0! | 0 | 0 | 0 | 0
1978-10-27 | Oct | 27 | 18:00 | 53.06 | 230 | 708.6614 | 42519.6864 | 0 | 0 | 0.042872 | 4.2732e-08 | 0.077401 | 0.01448 | 0.24 | 0.71061 | 0 | 0.77947 | 0.0019491 | 0 | #DIV/0! | #DIV/0! | #DIV/0! | #DIV/0! | 0 | 0 | 0 | 0
1978-10-27 | Oct | 27 | 19:00 | 51.98 | 260 | 708.6614 | 42519.6864 | 0 | 0 | 0.042785 | 4.2552e-08 | 0.077563 | 0.014451 | 0.24 | 0.71054 | 0 | 0.77633 | 0.0019532 | 0 | #DIV/0! | #DIV/0! | #DIV/0! | #DIV/0! | 0 | 0 | 0 | 0
1978-10-27 | Oct | 27 | 20:00 | 48.02 | 270 | 807.0866 | 48425.1984 | 0 | 0 | 0.042441 | 4.1892e-08 | 0.078169 | 0.014349 | 0.24 | 0.70988 | 0 | 0.76482 | 0.0019684 | 0 | #DIV/0! | #DIV/0! | #DIV/0! | #DIV/0! | 0 | 0 | 0 | 0
1978-10-27 | Oct | 27 | 21:00 | 46.04 | 300 | 610.2362 | 36614.1744 | 0 | 0 | 0.042257 | 4.1562e-08 | 0.078478 | 0.014297 | 0.24 | 0.70936 | 0 | 0.75908 | 0.0019761 | 0 | #DIV/0! | #DIV/0! | #DIV/0! | #DIV/0! | 0 | 0 | 0 | 0
1978-10-27 | Oct | 27 | 22:00 | 44.96 | 290 | 610.2362 | 36614.1744 | 0 | 0 | 0.042157 | 4.1382e-08 | 0.078646 | 0.014269 | 0.24 | 0.70907 | 0 | 0.75597 | 0.0019804 | 0 | #DIV/0! | #DIV/0! | #DIV/0! | #DIV/0! | 0 | 0 | 0 | 0
1978-10-27 | Oct | 27 | 23:00 | 41 | 310 | 610.2362 | 36614.1744 | 0 | 0 | 0.04179 | 4.0722e-08 | 0.079264 | 0.014166 | 0.24 | 0.70801 | 0 | 0.74466 | 0.001996 | 0 | #DIV/0! | #DIV/0! | #DIV/0! | #DIV/0! | 0 | 0 | 0 | 0
1978-10-27 | Oct | 27 | 24:00 | 39.92 | 290 | 708.6614 | 42519.6864 | 0 | 0 | 0.041696 | 4.0547e-08 | 0.079433 | 0.014138 | 0.24 | 0.70781 | 0 | 0.74161 | 0.0020003 | 0 | #DIV/0! | #DIV/0! | #DIV/0! | #DIV/0! | 0 | 0 | 0 | 0
1978-10-28 | Oct | 28 | 1:00 | 39.02 | 290 | 610.2362 | 36614.1744 | 0 | 0 | 0.041675 | 4.0447e-08 | 0.079579 | 0.014115 | 0.24 | 0.70863 | 0 | 0.73902 | 0.0020039 | 0 | #DIV/0! | #DIV/0! | #DIV/0! | #DIV/0! | 0 | 0 | 0 | 0
1978-10-28 | Oct | 28 | 2:00 | 37.94 | 310 | 610.2362 | 36614.1744 | 0 | 0 | 0.04165 | 4.0327e-08 | 0.079754 | 0.014086 | 0.24 | 0.70961 | 0 | 0.73593 | 0.0020083 | 0 | #DIV/0! | #DIV/0! | #DIV/0! | #DIV/0! | 0 | 0 | 0 | 0
1978-10-28 | Oct | 28 | 3:00 | 37.04 | 300 | 610.2362 | 36614.1744 | 0 | 0 | 0.041629 | 4.0227e-08 | 0.0799 | 0.014063 | 0.24 | 0.71044 | 0 | 0.73337 | 0.0020119 | 0 | #DIV/0! | #DIV/0! | #DIV/0! | #DIV/0! | 0 | 0 | 0 | 0
1978-10-28 | Oct | 28 | 4:00 | 37.04 | 310 | 610.2362 | 36614.1744 | 0 | 0 | 0.041629 | 4.0227e-08 | 0.0799 | 0.014063 | 0.24 | 0.71044 | 0 | 0.73337 | 0.0020119 | 0 | #DIV/0! | #DIV/0! | #DIV/0! | #DIV/0! | 0 | 0 | 0 | 0
1978-10-28 | Oct | 28 | 5:00 | 39.02 | 330 | 1220.4725 | 73228.3488 | 0 | 0 | 0.041675 | 4.0447e-08 | 0.079579 | 0.014115 | 0.24 | 0.70863 | 0 | 0.73902 | 0.0020039 | 0 | #DIV/0! | #DIV/0! | #DIV/0! | #DIV/0! | 0 | 0 | 0 | 0
1978-10-28 | Oct | 28 | 6:00 | 37.94 | 340 | 905.5118 | 54330.7104 | 0 | 0 | 0.04165 | 4.0327e-08 | 0.079754 | 0.014086 | 0.24 | 0.70961 | 0 | 0.73593 | 0.0020083 | 0 | #DIV/0! | #DIV/0! | #DIV/0! | #DIV/0! | 0 | 0 | 0 | 0
1978-10-28 | Oct | 28 | 7:00 | 39.92 | 350 | 905.5118 | 54330.7104 | 0 | 0 | 0.041696 | 4.0547e-08 | 0.079433 | 0.014138 | 0.24 | 0.70781 | 0 | 0.74161 | 0.0020003 | 0 | #DIV/0! | #DIV/0! | #DIV/0! | #DIV/0! | 0 | 0 | 0 | 0
1978-10-28 | Oct | 28 | 8:00 | 42.08 | 350 | 1023.6221 | 61417.3248 | 0 | 0 | 0.04189 | 4.0902e-08 | 0.079096 | 0.014194 | 0.24 | 0.7083 | 0 | 0.74773 | 0.0019917 | 0 | #DIV/0! | #DIV/0! | #DIV/0! | #DIV/0! | 0 | 0 | 0 | 0
1978-10-28 | Oct | 28 | 9:00 | 46.94 | 350 | 1122.0473 | 67322.8368 | 0 | 0 | 0.042341 | 4.1712e-08 | 0.078337 | 0.01432 | 0.24 | 0.7096 | 0 | 0.76169 | 0.0019726 | 0 | #DIV/0! | #DIV/0! | #DIV/0! | #DIV/0! | 0 | 0 | 0 | 0
1978-10-28 | Oct | 28 | 10:00 | 51.08 | 360 | 708.6614 | 42519.6864 | 0 | 0 | 0.042712 | 4.2402e-08 | 0.077698 | 0.014428 | 0.24 | 0.71048 | 0 | 0.77373 | 0.0019566 | 0 | #DIV/0! | #DIV/0! | #DIV/0! | #DIV/0! | 0 | 0 | 0 | 0
1978-10-28 | Oct | 28 | 11:00 | 55.04 | 350 | 905.5118 | 54330.7104 | 0 | 0 | 0.043033 | 4.3062e-08 | 0.077104 | 0.014531 | 0.24 | 0.71074 | 0 | 0.78525 | 0.0019416 | 0 | #DIV/0! | #DIV/0! | #DIV/0! | #DIV/0! | 0 | 0 | 0 | 0
1978-10-28 | Oct | 28 | 12:00 | 55.94 | 350 | 905.5118 | 54330.7104 | 0 | 0 | 0.043106 | 4.3212e-08 | 0.076969 | 0.014554 | 0.24 | 0.71081 | 0 | 0.7879 | 0.0019382 | 0 | #DIV/0! | #DIV/0! | #DIV/0! | #DIV/0! | 0 | 0 | 0 | 0
1978-10-28 | Oct | 28 | 13:00 | 55.94 | 20 | 1023.6221 | 61417.3248 | 0 | 0 | 0.043106 | 4.3212e-08 | 0.076969 | 0.014554 | 0.24 | 0.71081 | 0 | 0.7879 | 0.0019382 | 0 | #DIV/0! | #DIV/0! | #DIV/0! | #DIV/0! | 0 | 0 | 0 | 0
1978-10-28 | Oct | 28 | 14:00 | 55.04 | 30 | 1122.0473 | 67322.8368 | 0 | 0 | 0.043033 | 4.3062e-08 | 0.077104 | 0.014531 | 0.24 | 0.71074 | 0 | 0.78525 | 0.0019416 | 0 | #DIV/0! | #DIV/0! | #DIV/0! | #DIV/0! | 0 | 0 | 0 | 0
1978-10-28 | Oct | 28 | 15:00 | 53.06 | 70 | 1023.6221 | 61417.3248 | 0 | 0 | 0.042872 | 4.2732e-08 | 0.077401 | 0.01448 | 0.24 | 0.71061 | 0 | 0.77947 | 0.0019491 | 0 | #DIV/0! | #DIV/0! | #DIV/0! | #DIV/0! | 0 | 0 | 0 | 0
1978-10-28 | Oct | 28 | 16:00 | 51.08 | 40 | 905.5118 | 54330.7104 | 0 | 0 | 0.042712 | 4.2402e-08 | 0.077698 | 0.014428 | 0.24 | 0.71048 | 0 | 0.77373 | 0.0019566 | 0 | #DIV/0! | #DIV/0! | #DIV/0! | #DIV/0! | 0 | 0 | 0 | 0
1978-10-28 | Oct | 28 | 17:00 | 48.02 | 70 | 905.5118 | 54330.7104 | 0 | 0 | 0.042441 | 4.1892e-08 | 0.078169 | 0.014349 | 0.24 | 0.70988 | 0 | 0.76482 | 0.0019684 | 0 | #DIV/0! | #DIV/0! | #DIV/0! | #DIV/0! | 0 | 0 | 0 | 0
1978-10-28 | Oct | 28 | 18:00 | 46.94 | 50 | 511.811 | 30708.6624 | 0 | 0 | 0.042341 | 4.1712e-08 | 0.078337 | 0.01432 | 0.24 | 0.7096 | 0 | 0.76169 | 0.0019726 | 0 | #DIV/0! | #DIV/0! | #DIV/0! | #DIV/0! | 0 | 0 | 0 | 0
1978-10-28 | Oct | 28 | 19:00 | 46.04 | 70 | 807.0866 | 48425.1984 | 0 | 0 | 0.042257 | 4.1562e-08 | 0.078478 | 0.014297 | 0.24 | 0.70936 | 0 | 0.75908 | 0.0019761 | 0 | #DIV/0! | #DIV/0! | #DIV/0! | #DIV/0! | 0 | 0 | 0 | 0
1978-10-28 | Oct | 28 | 20:00 | 46.04 | 80 | 807.0866 | 48425.1984 | 0 | 0 | 0.042257 | 4.1562e-08 | 0.078478 | 0.014297 | 0.24 | 0.70936 | 0 | 0.75908 | 0.0019761 | 0 | #DIV/0! | #DIV/0! | #DIV/0! | #DIV/0! | 0 | 0 | 0 | 0
1978-10-28 | Oct | 28 | 21:00 | 46.04 | 90 | 807.0866 | 48425.1984 | 0 | 0 | 0.042257 | 4.1562e-08 | 0.078478 | 0.014297 | 0.24 | 0.70936 | 0 | 0.75908 | 0.0019761 | 0 | #DIV/0! | #DIV/0! | #DIV/0! | #DIV/0! | 0 | 0 | 0 | 0
1978-10-28 | Oct | 28 | 22:00 | 44.96 | 70 | 610.2362 | 36614.1744 | 0 | 0 | 0.042157 | 4.1382e-08 | 0.078646 | 0.014269 | 0.24 | 0.70907 | 0 | 0.75597 | 0.0019804 | 0 | #DIV/0! | #DIV/0! | #DIV/0! | #DIV/0! | 0 | 0 | 0 | 0
1978-10-28 | Oct | 28 | 23:00 | 39.92 | 50 | 610.2362 | 36614.1744 | 0 | 0 | 0.041696 | 4.0547e-08 | 0.079433 | 0.014138 | 0.24 | 0.70781 | 0 | 0.74161 | 0.0020003 | 0 | #DIV/0! | #DIV/0! | #DIV/0! | #DIV/0! | 0 | 0 | 0 | 0
1978-10-28 | Oct | 28 | 24:00 | 41 | 40 | 610.2362 | 36614.1744 | 0 | 0 | 0.04179 | 4.0722e-08 | 0.079264 | 0.014166 | 0.24 | 0.70801 | 0 | 0.74466 | 0.001996 | 0 | #DIV/0! | #DIV/0! | #DIV/0! | #DIV/0! | 0 | 0 | 0 | 0
1978-10-29 | Oct | 29 | 1:00 | 42.08 | 40 | 610.2362 | 36614.1744 | 0 | 0 | 0.04189 | 4.0902e-08 | 0.079096 | 0.014194 | 0.24 | 0.7083 | 0 | 0.74773 | 0.0019917 | 0 | #DIV/0! | #DIV/0! | #DIV/0! | #DIV/0! | 0 | 0 | 0 | 0
1978-10-29 | Oct | 29 | 2:00 | 44.96 | 100 | 610.2362 | 36614.1744 | 0 | 0 | 0.042157 | 4.1382e-08 | 0.078646 | 0.014269 | 0.24 | 0.70907 | 0 | 0.75597 | 0.0019804 | 0 | #DIV/0! | #DIV/0! | #DIV/0! | #DIV/0! | 0 | 0 | 0 | 0
1978-10-29 | Oct | 29 | 3:00 | 46.04 | 100 | 610.2362 | 36614.1744 | 0 | 0 | 0.042257 | 4.1562e-08 | 0.078478 | 0.014297 | 0.24 | 0.70936 | 0 | 0.75908 | 0.0019761 | 0 | #DIV/0! | #DIV/0! | #DIV/0! | #DIV/0! | 0 | 0 | 0 | 0
1978-10-29 | Oct | 29 | 4:00 | 42.98 | 120 | 610.2362 | 36614.1744 | 0 | 0 | 0.041974 | 4.1052e-08 | 0.078955 | 0.014217 | 0.24 | 0.70854 | 0 | 0.75029 | 0.0019882 | 0 | #DIV/0! | #DIV/0! | #DIV/0! | #DIV/0! | 0 | 0 | 0 | 0
1978-10-29 | Oct | 29 | 5:00 | 44.06 | 100 | 708.6614 | 42519.6864 | 0 | 0 | 0.042074 | 4.1232e-08 | 0.078787 | 0.014246 | 0.24 | 0.70883 | 0 | 0.75338 | 0.0019839 | 0 | #DIV/0! | #DIV/0! | #DIV/0! | #DIV/0! | 0 | 0 | 0 | 0
1978-10-29 | Oct | 29 | 6:00 | 44.96 | 90 | 807.0866 | 48425.1984 | 0 | 0 | 0.042157 | 4.1382e-08 | 0.078646 | 0.014269 | 0.24 | 0.70907 | 0 | 0.75597 | 0.0019804 | 0 | #DIV/0! | #DIV/0! | #DIV/0! | #DIV/0! | 0 | 0 | 0 | 0
1978-10-29 | Oct | 29 | 7:00 | 44.06 | 120 | 708.6614 | 42519.6864 | 0 | 0 | 0.042074 | 4.1232e-08 | 0.078787 | 0.014246 | 0.24 | 0.70883 | 0 | 0.75338 | 0.0019839 | 0 | #DIV/0! | #DIV/0! | #DIV/0! | #DIV/0! | 0 | 0 | 0 | 0
1978-10-29 | Oct | 29 | 8:00 | 46.94 | 120 | 610.2362 | 36614.1744 | 0 | 0 | 0.042341 | 4.1712e-08 | 0.078337 | 0.01432 | 0.24 | 0.7096 | 0 | 0.76169 | 0.0019726 | 0 | #DIV/0! | #DIV/0! | #DIV/0! | #DIV/0! | 0 | 0 | 0 | 0
1978-10-29 | Oct | 29 | 9:00 | 48.02 | 140 | 708.6614 | 42519.6864 | 0 | 0 | 0.042441 | 4.1892e-08 | 0.078169 | 0.014349 | 0.24 | 0.70988 | 0 | 0.76482 | 0.0019684 | 0 | #DIV/0! | #DIV/0! | #DIV/0! | #DIV/0! | 0 | 0 | 0 | 0
1978-10-29 | Oct | 29 | 10:00 | 51.98 | 140 | 905.5118 | 54330.7104 | 0 | 0 | 0.042785 | 4.2552e-08 | 0.077563 | 0.014451 | 0.24 | 0.71054 | 0 | 0.77633 | 0.0019532 | 0 | #DIV/0! | #DIV/0! | #DIV/0! | #DIV/0! | 0 | 0 | 0 | 0
1978-10-29 | Oct | 29 | 11:00 | 53.96 | 150 | 905.5118 | 54330.7104 | 0 | 0 | 0.042945 | 4.2882e-08 | 0.077266 | 0.014503 | 0.24 | 0.71067 | 0 | 0.78209 | 0.0019457 | 0 | #DIV/0! | #DIV/0! | #DIV/0! | #DIV/0! | 0 | 0 | 0 | 0
1978-10-29 | Oct | 29 | 12:00 | 55.94 | 140 | 1023.6221 | 61417.3248 | 0 | 0 | 0.043106 | 4.3212e-08 | 0.076969 | 0.014554 | 0.24 | 0.71081 | 0 | 0.7879 | 0.0019382 | 0 | #DIV/0! | #DIV/0! | #DIV/0! | #DIV/0! | 0 | 0 | 0 | 0
1978-10-29 | Oct | 29 | 13:00 | 57.02 | 130 | 610.2362 | 36614.1744 | 0 | 0 | 0.043193 | 4.3392e-08 | 0.076807 | 0.014583 | 0.24 | 0.71088 | 0 | 0.79108 | 0.0019342 | 0 | #DIV/0! | #DIV/0! | #DIV/0! | #DIV/0! | 0 | 0 | 0 | 0
1978-10-29 | Oct | 29 | 14:00 | 57.92 | 170 | 1122.0473 | 67322.8368 | 0 | 0 | 0.043266 | 4.3542e-08 | 0.076672 | 0.014606 | 0.24 | 0.71094 | 0 | 0.79374 | 0.0019308 | 0 | #DIV/0! | #DIV/0! | #DIV/0! | #DIV/0! | 0 | 0 | 0 | 0
1978-10-29 | Oct | 29 | 15:00 | 57.92 | 170 | 905.5118 | 54330.7104 | 0 | 0 | 0.043266 | 4.3542e-08 | 0.076672 | 0.014606 | 0.24 | 0.71094 | 0 | 0.79374 | 0.0019308 | 0 | #DIV/0! | #DIV/0! | #DIV/0! | #DIV/0! | 0 | 0 | 0 | 0
1978-10-29 | Oct | 29 | 16:00 | 57.02 | 140 | 905.5118 | 54330.7104 | 0 | 0 | 0.043193 | 4.3392e-08 | 0.076807 | 0.014583 | 0.24 | 0.71088 | 0 | 0.79108 | 0.0019342 | 0 | #DIV/0! | #DIV/0! | #DIV/0! | #DIV/0! | 0 | 0 | 0 | 0
1978-10-29 | Oct | 29 | 17:00 | 51.98 | 150 | 807.0866 | 48425.1984 | 0 | 0 | 0.042785 | 4.2552e-08 | 0.077563 | 0.014451 | 0.24 | 0.71054 | 0 | 0.77633 | 0.0019532 | 0 | #DIV/0! | #DIV/0! | #DIV/0! | #DIV/0! | 0 | 0 | 0 | 0
1978-10-29 | Oct | 29 | 18:00 | 48.92 | 150 | 708.6614 | 42519.6864 | 0 | 0 | 0.042524 | 4.2042e-08 | 0.078028 | 0.014372 | 0.24 | 0.71012 | 0 | 0.76745 | 0.0019649 | 0 | #DIV/0! | #DIV/0! | #DIV/0! | #DIV/0! | 0 | 0 | 0 | 0
1978-10-29 | Oct | 29 | 19:00 | 46.94 | 140 | 807.0866 | 48425.1984 | 0 | 0 | 0.042341 | 4.1712e-08 | 0.078337 | 0.01432 | 0.24 | 0.7096 | 0 | 0.76169 | 0.0019726 | 0 | #DIV/0! | #DIV/0! | #DIV/0! | #DIV/0! | 0 | 0 | 0 | 0
1978-10-29 | Oct | 29 | 20:00 | 46.04 | 130 | 1122.0473 | 67322.8368 | 0 | 0 | 0.042257 | 4.1562e-08 | 0.078478 | 0.014297 | 0.24 | 0.70936 | 0 | 0.75908 | 0.0019761 | 0 | #DIV/0! | #DIV/0! | #DIV/0! | #DIV/0! | 0 | 0 | 0 | 0
1978-10-29 | Oct | 29 | 21:00 | 46.94 | 150 | 905.5118 | 54330.7104 | 0 | 0 | 0.042341 | 4.1712e-08 | 0.078337 | 0.01432 | 0.24 | 0.7096 | 0 | 0.76169 | 0.0019726 | 0 | #DIV/0! | #DIV/0! | #DIV/0! | #DIV/0! | 0 | 0 | 0 | 0
1978-10-29 | Oct | 29 | 22:00 | 48.92 | 150 | 1122.0473 | 67322.8368 | 0 | 0 | 0.042524 | 4.2042e-08 | 0.078028 | 0.014372 | 0.24 | 0.71012 | 0 | 0.76745 | 0.0019649 | 0 | #DIV/0! | #DIV/0! | #DIV/0! | #DIV/0! | 0 | 0 | 0 | 0
1978-10-29 | Oct | 29 | 23:00 | 46.94 | 160 | 1023.6221 | 61417.3248 | 0 | 0 | 0.042341 | 4.1712e-08 | 0.078337 | 0.01432 | 0.24 | 0.7096 | 0 | 0.76169 | 0.0019726 | 0 | #DIV/0! | #DIV/0! | #DIV/0! | #DIV/0! | 0 | 0 | 0 | 0
1978-10-29 | Oct | 29 | 24:00 | 44.96 | 150 | 807.0866 | 48425.1984 | 0 | 0 | 0.042157 | 4.1382e-08 | 0.078646 | 0.014269 | 0.24 | 0.70907 | 0 | 0.75597 | 0.0019804 | 0 | #DIV/0! | #DIV/0! | #DIV/0! | #DIV/0! | 0 | 0 | 0 | 0
1978-10-30 | Oct | 30 | 1:00 | 44.96 | 180 | 708.6614 | 42519.6864 | 0 | 0 | 0.042157 | 4.1382e-08 | 0.078646 | 0.014269 | 0.24 | 0.70907 | 0 | 0.75597 | 0.0019804 | 0 | #DIV/0! | #DIV/0! | #DIV/0! | #DIV/0! | 0 | 0 | 0 | 0
1978-10-30 | Oct | 30 | 2:00 | 44.96 | 180 | 1023.6221 | 61417.3248 | 0 | 0 | 0.042157 | 4.1382e-08 | 0.078646 | 0.014269 | 0.24 | 0.70907 | 0 | 0.75597 | 0.0019804 | 0 | #DIV/0! | #DIV/0! | #DIV/0! | #DIV/0! | 0 | 0 | 0 | 0
1978-10-30 | Oct | 30 | 3:00 | 44.96 | 180 | 1023.6221 | 61417.3248 | 0 | 0 | 0.042157 | 4.1382e-08 | 0.078646 | 0.014269 | 0.24 | 0.70907 | 0 | 0.75597 | 0.0019804 | 0 | #DIV/0! | #DIV/0! | #DIV/0! | #DIV/0! | 0 | 0 | 0 | 0
1978-10-30 | Oct | 30 | 4:00 | 44.06 | 170 | 1023.6221 | 61417.3248 | 0 | 0 | 0.042074 | 4.1232e-08 | 0.078787 | 0.014246 | 0.24 | 0.70883 | 0 | 0.75338 | 0.0019839 | 0 | #DIV/0! | #DIV/0! | #DIV/0! | #DIV/0! | 0 | 0 | 0 | 0
1978-10-30 | Oct | 30 | 5:00 | 44.06 | 170 | 1023.6221 | 61417.3248 | 0 | 0 | 0.042074 | 4.1232e-08 | 0.078787 | 0.014246 | 0.24 | 0.70883 | 0 | 0.75338 | 0.0019839 | 0 | #DIV/0! | #DIV/0! | #DIV/0! | #DIV/0! | 0 | 0 | 0 | 0
1978-10-30 | Oct | 30 | 6:00 | 42.08 | 170 | 807.0866 | 48425.1984 | 0 | 0 | 0.04189 | 4.0902e-08 | 0.079096 | 0.014194 | 0.24 | 0.7083 | 0 | 0.74773 | 0.0019917 | 0 | #DIV/0! | #DIV/0! | #DIV/0! | #DIV/0! | 0 | 0 | 0 | 0
1978-10-30 | Oct | 30 | 7:00 | 41 | 180 | 610.2362 | 36614.1744 | 0 | 0 | 0.04179 | 4.0722e-08 | 0.079264 | 0.014166 | 0.24 | 0.70801 | 0 | 0.74466 | 0.001996 | 0 | #DIV/0! | #DIV/0! | #DIV/0! | #DIV/0! | 0 | 0 | 0 | 0
1978-10-30 | Oct | 30 | 8:00 | 48.02 | 180 | 807.0866 | 48425.1984 | 0 | 0 | 0.042441 | 4.1892e-08 | 0.078169 | 0.014349 | 0.24 | 0.70988 | 0 | 0.76482 | 0.0019684 | 0 | #DIV/0! | #DIV/0! | #DIV/0! | #DIV/0! | 0 | 0 | 0 | 0
1978-10-30 | Oct | 30 | 9:00 | 53.06 | 190 | 1318.8977 | 79133.8608 | 0 | 0 | 0.042872 | 4.2732e-08 | 0.077401 | 0.01448 | 0.24 | 0.71061 | 0 | 0.77947 | 0.0019491 | 0 | #DIV/0! | #DIV/0! | #DIV/0! | #DIV/0! | 0 | 0 | 0 | 0
1978-10-30 | Oct | 30 | 10:00 | 57.02 | 200 | 1318.8977 | 79133.8608 | 0 | 0 | 0.043193 | 4.3392e-08 | 0.076807 | 0.014583 | 0.24 | 0.71088 | 0 | 0.79108 | 0.0019342 | 0 | #DIV/0! | #DIV/0! | #DIV/0! | #DIV/0! | 0 | 0 | 0 | 0
1978-10-30 | Oct | 30 | 11:00 | 60.98 | 190 | 1122.0473 | 67322.8368 | 0 | 0 | 0.043514 | 4.4052e-08 | 0.076219 | 0.014685 | 0.24 | 0.71114 | 0 | 0.80281 | 0.0019195 | 0 | #DIV/0! | #DIV/0! | #DIV/0! | #DIV/0! | 0 | 0 | 0 | 0
1978-10-30 | Oct | 30 | 12:00 | 64.04 | 200 | 1318.8977 | 79133.8608 | 0 | 0 | 0.043762 | 4.4562e-08 | 0.075778 | 0.014765 | 0.24 | 0.71134 | 0 | 0.81186 | 0.0019083 | 0 | #DIV/0! | #DIV/0! | #DIV/0! | #DIV/0! | 0 | 0 | 0 | 0
1978-10-30 | Oct | 30 | 13:00 | 66.92 | 200 | 1515.7481 | 90944.8848 | 0 | 0 | 0.043996 | 4.5042e-08 | 0.075364 | 0.01484 | 0.24 | 0.71153 | 0 | 0.82046 | 0.0018978 | 0 | #DIV/0! | #DIV/0! | #DIV/0! | #DIV/0! | 0 | 0 | 0 | 0
1978-10-30 | Oct | 30 | 14:00 | 68 | 190 | 1023.6221 | 61417.3248 | 0 | 0 | 0.044084 | 4.5222e-08 | 0.075208 | 0.014868 | 0.24 | 0.7116 | 0 | 0.82372 | 0.0018939 | 0 | #DIV/0! | #DIV/0! | #DIV/0! | #DIV/0! | 0 | 0 | 0 | 0
1978-10-30 | Oct | 30 | 15:00 | 69.08 | 200 | 1122.0473 | 67322.8368 | 0 | 0 | 0.044171 | 4.5402e-08 | 0.075052 | 0.014896 | 0.24 | 0.71167 | 0 | 0.82698 | 0.0018901 | 0 | #DIV/0! | #DIV/0! | #DIV/0! | #DIV/0! | 0 | 0 | 0 | 0
1978-10-30 | Oct | 30 | 16:00 | 66.92 | 220 | 708.6614 | 42519.6864 | 0 | 0 | 0.043996 | 4.5042e-08 | 0.075364 | 0.01484 | 0.24 | 0.71153 | 0 | 0.82046 | 0.0018978 | 0 | #DIV/0! | #DIV/0! | #DIV/0! | #DIV/0! | 0 | 0 | 0 | 0
1978-10-30 | Oct | 30 | 17:00 | 60.08 | 210 | 511.811 | 30708.6624 | 0 | 0 | 0.043441 | 4.3902e-08 | 0.076348 | 0.014662 | 0.24 | 0.71108 | 0 | 0.80017 | 0.0019228 | 0 | #DIV/0! | #DIV/0! | #DIV/0! | #DIV/0! | 0 | 0 | 0 | 0
1978-10-30 | Oct | 30 | 18:00 | 57.02 | 200 | 610.2362 | 36614.1744 | 0 | 0 | 0.043193 | 4.3392e-08 | 0.076807 | 0.014583 | 0.24 | 0.71088 | 0 | 0.79108 | 0.0019342 | 0 | #DIV/0! | #DIV/0! | #DIV/0! | #DIV/0! | 0 | 0 | 0 | 0
1978-10-30 | Oct | 30 | 19:00 | 53.06 | 180 | 511.811 | 30708.6624 | 0 | 0 | 0.042872 | 4.2732e-08 | 0.077401 | 0.01448 | 0.24 | 0.71061 | 0 | 0.77947 | 0.0019491 | 0 | #DIV/0! | #DIV/0! | #DIV/0! | #DIV/0! | 0 | 0 | 0 | 0
1978-10-30 | Oct | 30 | 20:00 | 51.98 | 180 | 807.0866 | 48425.1984 | 0 | 0 | 0.042785 | 4.2552e-08 | 0.077563 | 0.014451 | 0.24 | 0.71054 | 0 | 0.77633 | 0.0019532 | 0 | #DIV/0! | #DIV/0! | #DIV/0! | #DIV/0! | 0 | 0 | 0 | 0
1978-10-30 | Oct | 30 | 21:00 | 51.98 | 180 | 708.6614 | 42519.6864 | 0 | 0 | 0.042785 | 4.2552e-08 | 0.077563 | 0.014451 | 0.24 | 0.71054 | 0 | 0.77633 | 0.0019532 | 0 | #DIV/0! | #DIV/0! | #DIV/0! | #DIV/0! | 0 | 0 | 0 | 0
1978-10-30 | Oct | 30 | 22:00 | 51.08 | 290 | 610.2362 | 36614.1744 | 0 | 0 | 0.042712 | 4.2402e-08 | 0.077698 | 0.014428 | 0.24 | 0.71048 | 0 | 0.77373 | 0.0019566 | 0 | #DIV/0! | #DIV/0! | #DIV/0! | #DIV/0! | 0 | 0 | 0 | 0
1978-10-30 | Oct | 30 | 23:00 | 44.96 | 230 | 610.2362 | 36614.1744 | 0 | 0 | 0.042157 | 4.1382e-08 | 0.078646 | 0.014269 | 0.24 | 0.70907 | 0 | 0.75597 | 0.0019804 | 0 | #DIV/0! | #DIV/0! | #DIV/0! | #DIV/0! | 0 | 0 | 0 | 0
1978-10-30 | Oct | 30 | 24:00 | 46.94 | 250 | 511.811 | 30708.6624 | 0 | 0 | 0.042341 | 4.1712e-08 | 0.078337 | 0.01432 | 0.24 | 0.7096 | 0 | 0.76169 | 0.0019726 | 0 | #DIV/0! | #DIV/0! | #DIV/0! | #DIV/0! | 0 | 0 | 0 | 0
1978-10-31 | Oct | 31 | 1:00 | 44.96 | 190 | 295.2756 | 17716.536 | 0 | 0 | 0.042157 | 4.1382e-08 | 0.078646 | 0.014269 | 0.24 | 0.70907 | 0 | 0.75597 | 0.0019804 | 0 | #DIV/0! | #DIV/0! | #DIV/0! | #DIV/0! | 0 | 0 | 0 | 0
1978-10-31 | Oct | 31 | 2:00 | 44.96 | 180 | 295.2756 | 17716.536 | 0 | 0 | 0.042157 | 4.1382e-08 | 0.078646 | 0.014269 | 0.24 | 0.70907 | 0 | 0.75597 | 0.0019804 | 0 | #DIV/0! | #DIV/0! | #DIV/0! | #DIV/0! | 0 | 0 | 0 | 0
1978-10-31 | Oct | 31 | 3:00 | 39.92 | 300 | 295.2756 | 17716.536 | 0 | 0 | 0.041696 | 4.0547e-08 | 0.079433 | 0.014138 | 0.24 | 0.70781 | 0 | 0.74161 | 0.0020003 | 0 | #DIV/0! | #DIV/0! | #DIV/0! | #DIV/0! | 0 | 0 | 0 | 0
1978-10-31 | Oct | 31 | 4:00 | 39.02 | 270 | 413.3858 | 24803.1504 | 0 | 0 | 0.041675 | 4.0447e-08 | 0.079579 | 0.014115 | 0.24 | 0.70863 | 0 | 0.73902 | 0.0020039 | 0 | #DIV/0! | #DIV/0! | #DIV/0! | #DIV/0! | 0 | 0 | 0 | 0
1978-10-31 | Oct | 31 | 5:00 | 44.96 | 350 | 905.5118 | 54330.7104 | 0 | 0 | 0.042157 | 4.1382e-08 | 0.078646 | 0.014269 | 0.24 | 0.70907 | 0 | 0.75597 | 0.0019804 | 0 | #DIV/0! | #DIV/0! | #DIV/0! | #DIV/0! | 0 | 0 | 0 | 0
1978-10-31 | Oct | 31 | 6:00 | 46.04 | 10 | 905.5118 | 54330.7104 | 0 | 0 | 0.042257 | 4.1562e-08 | 0.078478 | 0.014297 | 0.24 | 0.70936 | 0 | 0.75908 | 0.0019761 | 0 | #DIV/0! | #DIV/0! | #DIV/0! | #DIV/0! | 0 | 0 | 0 | 0
1978-10-31 | Oct | 31 | 7:00 | 48.92 | 20 | 1220.4725 | 73228.3488 | 0 | 0 | 0.042524 | 4.2042e-08 | 0.078028 | 0.014372 | 0.24 | 0.71012 | 0 | 0.76745 | 0.0019649 | 0 | #DIV/0! | #DIV/0! | #DIV/0! | #DIV/0! | 0 | 0 | 0 | 0
1978-10-31 | Oct | 31 | 8:00 | 51.08 | 30 | 1417.3229 | 85039.3728 | 0 | 0 | 0.042712 | 4.2402e-08 | 0.077698 | 0.014428 | 0.24 | 0.71048 | 0 | 0.77373 | 0.0019566 | 0 | #DIV/0! | #DIV/0! | #DIV/0! | #DIV/0! | 0 | 0 | 0 | 0
1978-10-31 | Oct | 31 | 9:00 | 53.06 | 30 | 1417.3229 | 85039.3728 | 0 | 0 | 0.042872 | 4.2732e-08 | 0.077401 | 0.01448 | 0.24 | 0.71061 | 0 | 0.77947 | 0.0019491 | 0 | #DIV/0! | #DIV/0! | #DIV/0! | #DIV/0! | 0 | 0 | 0 | 0
1978-10-31 | Oct | 31 | 10:00 | 55.94 | 20 | 1515.7481 | 90944.8848 | 0 | 0 | 0.043106 | 4.3212e-08 | 0.076969 | 0.014554 | 0.24 | 0.71081 | 0 | 0.7879 | 0.0019382 | 0 | #DIV/0! | #DIV/0! | #DIV/0! | #DIV/0! | 0 | 0 | 0 | 0
1978-10-31 | Oct | 31 | 11:00 | 55.04 | 20 | 1614.1733 | 96850.3968 | 0 | 0 | 0.043033 | 4.3062e-08 | 0.077104 | 0.014531 | 0.24 | 0.71074 | 0 | 0.78525 | 0.0019416 | 0 | #DIV/0! | #DIV/0! | #DIV/0! | #DIV/0! | 0 | 0 | 0 | 0
1978-10-31 | Oct | 31 | 12:00 | 53.96 | 30 | 1417.3229 | 85039.3728 | 0 | 0 | 0.042945 | 4.2882e-08 | 0.077266 | 0.014503 | 0.24 | 0.71067 | 0 | 0.78209 | 0.0019457 | 0 | #DIV/0! | #DIV/0! | #DIV/0! | #DIV/0! | 0 | 0 | 0 | 0
1978-10-31 | Oct | 31 | 13:00 | 55.04 | 30 | 1318.8977 | 79133.8608 | 0 | 0 | 0.043033 | 4.3062e-08 | 0.077104 | 0.014531 | 0.24 | 0.71074 | 0 | 0.78525 | 0.0019416 | 0 | #DIV/0! | #DIV/0! | #DIV/0! | #DIV/0! | 0 | 0 | 0 | 0
1978-10-31 | Oct | 31 | 14:00 | 53.96 | 30 | 1318.8977 | 79133.8608 | 0 | 0 | 0.042945 | 4.2882e-08 | 0.077266 | 0.014503 | 0.24 | 0.71067 | 0 | 0.78209 | 0.0019457 | 0 | #DIV/0! | #DIV/0! | #DIV/0! | #DIV/0! | 0 | 0 | 0 | 0
1978-10-31 | Oct | 31 | 15:00 | 53.96 | 30 | 1318.8977 | 79133.8608 | 0 | 0 | 0.042945 | 4.2882e-08 | 0.077266 | 0.014503 | 0.24 | 0.71067 | 0 | 0.78209 | 0.0019457 | 0 | #DIV/0! | #DIV/0! | #DIV/0! | #DIV/0! | 0 | 0 | 0 | 0
1978-10-31 | Oct | 31 | 16:00 | 51.08 | 30 | 1122.0473 | 67322.8368 | 0 | 0 | 0.042712 | 4.2402e-08 | 0.077698 | 0.014428 | 0.24 | 0.71048 | 0 | 0.77373 | 0.0019566 | 0 | #DIV/0! | #DIV/0! | #DIV/0! | #DIV/0! | 0 | 0 | 0 | 0
1978-10-31 | Oct | 31 | 17:00 | 46.94 | 40 | 1122.0473 | 67322.8368 | 0 | 0 | 0.042341 | 4.1712e-08 | 0.078337 | 0.01432 | 0.24 | 0.7096 | 0 | 0.76169 | 0.0019726 | 0 | #DIV/0! | #DIV/0! | #DIV/0! | #DIV/0! | 0 | 0 | 0 | 0
1978-10-31 | Oct | 31 | 18:00 | 44.06 | 10 | 708.6614 | 42519.6864 | 0 | 0 | 0.042074 | 4.1232e-08 | 0.078787 | 0.014246 | 0.24 | 0.70883 | 0 | 0.75338 | 0.0019839 | 0 | #DIV/0! | #DIV/0! | #DIV/0! | #DIV/0! | 0 | 0 | 0 | 0
1978-10-31 | Oct | 31 | 19:00 | 39.92 | 330 | 511.811 | 30708.6624 | 0 | 0 | 0.041696 | 4.0547e-08 | 0.079433 | 0.014138 | 0.24 | 0.70781 | 0 | 0.74161 | 0.0020003 | 0 | #DIV/0! | #DIV/0! | #DIV/0! | #DIV/0! | 0 | 0 | 0 | 0
1978-10-31 | Oct | 31 | 20:00 | 37.04 | 330 | 610.2362 | 36614.1744 | 0 | 0 | 0.041629 | 4.0227e-08 | 0.0799 | 0.014063 | 0.24 | 0.71044 | 0 | 0.73337 | 0.0020119 | 0 | #DIV/0! | #DIV/0! | #DIV/0! | #DIV/0! | 0 | 0 | 0 | 0
1978-10-31 | Oct | 31 | 21:00 | 37.94 | 330 | 807.0866 | 48425.1984 | 0 | 0 | 0.04165 | 4.0327e-08 | 0.079754 | 0.014086 | 0.24 | 0.70961 | 0 | 0.73593 | 0.0020083 | 0 | #DIV/0! | #DIV/0! | #DIV/0! | #DIV/0! | 0 | 0 | 0 | 0
1978-10-31 | Oct | 31 | 22:00 | 41.18 | 10 | 787.4016 | 47244.096 | 0 | 0 | 0.041807 | 4.0752e-08 | 0.079236 | 0.014171 | 0.24 | 0.70806 | 0 | 0.74517 | 0.0019953 | 0 | #DIV/0! | #DIV/0! | #DIV/0! | #DIV/0! | 0 | 0 | 0 | 0
1978-10-31 | Oct | 31 | 23:00 | 44.24 | 10 | 748.0315 | 44881.8912 | 0 | 0 | 0.04209 | 4.1262e-08 | 0.078759 | 0.01425 | 0.24 | 0.70888 | 0 | 0.7539 | 0.0019832 | 0 | #DIV/0! | #DIV/0! | #DIV/0! | #DIV/0! | 0 | 0 | 0 | 0
1978-10-31 | Oct | 31 | 24:00 | 47.48 | 10 | 728.3465 | 43700.7888 | 0 | 0 | 0.042391 | 4.1802e-08 | 0.078253 | 0.014334 | 0.24 | 0.70974 | 0 | 0.76325 | 0.0019705 | 0 | #DIV/0! | #DIV/0! | #DIV/0! | #DIV/0! | 0 | 0 | 0 | 0
1977-11-01 | Nov | 1 | 1:00 | 50.54 | 200 | 688.9764 | 41338.584 | 0 | 0 | 0.042668 | 4.2312e-08 | 0.077779 | 0.014414 | 0.24 | 0.71044 | 0 | 0.77217 | 0.0019587 | 0 | #DIV/0! | #DIV/0! | #DIV/0! | #DIV/0! | 0 | 0 | 0 | 0
1977-11-01 | Nov | 1 | 2:00 | 53.78 | 190 | 669.2914 | 40157.4816 | 0 | 0 | 0.042931 | 4.2852e-08 | 0.077293 | 0.014498 | 0.24 | 0.71066 | 0 | 0.78156 | 0.0019464 | 0 | #DIV/0! | #DIV/0! | #DIV/0! | #DIV/0! | 0 | 0 | 0 | 0
1977-11-01 | Nov | 1 | 3:00 | 56.84 | 190 | 629.9213 | 37795.2768 | 0 | 0 | 0.043179 | 4.3362e-08 | 0.076834 | 0.014578 | 0.24 | 0.71087 | 0 | 0.79055 | 0.0019348 | 0 | #DIV/0! | #DIV/0! | #DIV/0! | #DIV/0! | 0 | 0 | 0 | 0
1977-11-01 | Nov | 1 | 4:00 | 60.08 | 170 | 610.2362 | 36614.1744 | 0 | 0 | 0.043441 | 4.3902e-08 | 0.076348 | 0.014662 | 0.24 | 0.71108 | 0 | 0.80017 | 0.0019228 | 0 | #DIV/0! | #DIV/0! | #DIV/0! | #DIV/0! | 0 | 0 | 0 | 0
1977-11-01 | Nov | 1 | 5:00 | 60.08 | 170 | 610.2362 | 36614.1744 | 0 | 0 | 0.043441 | 4.3902e-08 | 0.076348 | 0.014662 | 0.24 | 0.71108 | 0 | 0.80017 | 0.0019228 | 0 | #DIV/0! | #DIV/0! | #DIV/0! | #DIV/0! | 0 | 0 | 0 | 0
1977-11-01 | Nov | 1 | 6:00 | 60.08 | 170 | 708.6614 | 42519.6864 | 0 | 0 | 0.043441 | 4.3902e-08 | 0.076348 | 0.014662 | 0.24 | 0.71108 | 0 | 0.80017 | 0.0019228 | 0 | #DIV/0! | #DIV/0! | #DIV/0! | #DIV/0! | 0 | 0 | 0 | 0
1977-11-01 | Nov | 1 | 7:00 | 60.08 | 170 | 1220.4725 | 73228.3488 | 0 | 0 | 0.043441 | 4.3902e-08 | 0.076348 | 0.014662 | 0.24 | 0.71108 | 0 | 0.80017 | 0.0019228 | 0 | #DIV/0! | #DIV/0! | #DIV/0! | #DIV/0! | 0 | 0 | 0 | 0
1977-11-01 | Nov | 1 | 8:00 | 60.08 | 170 | 1515.7481 | 90944.8848 | 0 | 0 | 0.043441 | 4.3902e-08 | 0.076348 | 0.014662 | 0.24 | 0.71108 | 0 | 0.80017 | 0.0019228 | 0 | #DIV/0! | #DIV/0! | #DIV/0! | #DIV/0! | 0 | 0 | 0 | 0
1977-11-01 | Nov | 1 | 9:00 | 59 | 170 | 1417.3229 | 85039.3728 | 0 | 0 | 0.043354 | 4.3722e-08 | 0.07651 | 0.014634 | 0.24 | 0.71101 | 0 | 0.79695 | 0.0019268 | 0 | #DIV/0! | #DIV/0! | #DIV/0! | #DIV/0! | 0 | 0 | 0 | 0
1977-11-01 | Nov | 1 | 10:00 | 60.08 | 180 | 1515.7481 | 90944.8848 | 0 | 0 | 0.043441 | 4.3902e-08 | 0.076348 | 0.014662 | 0.24 | 0.71108 | 0 | 0.80017 | 0.0019228 | 0 | #DIV/0! | #DIV/0! | #DIV/0! | #DIV/0! | 0 | 0 | 0 | 0
1977-11-01 | Nov | 1 | 11:00 | 60.08 | 140 | 1515.7481 | 90944.8848 | 0 | 0 | 0.043441 | 4.3902e-08 | 0.076348 | 0.014662 | 0.24 | 0.71108 | 0 | 0.80017 | 0.0019228 | 0 | #DIV/0! | #DIV/0! | #DIV/0! | #DIV/0! | 0 | 0 | 0 | 0
1977-11-01 | Nov | 1 | 12:00 | 60.08 | 180 | 1417.3229 | 85039.3728 | 0 | 0 | 0.043441 | 4.3902e-08 | 0.076348 | 0.014662 | 0.24 | 0.71108 | 0 | 0.80017 | 0.0019228 | 0 | #DIV/0! | #DIV/0! | #DIV/0! | #DIV/0! | 0 | 0 | 0 | 0
1977-11-01 | Nov | 1 | 13:00 | 59 | 180 | 1417.3229 | 85039.3728 | 0 | 0 | 0.043354 | 4.3722e-08 | 0.07651 | 0.014634 | 0.24 | 0.71101 | 0 | 0.79695 | 0.0019268 | 0 | #DIV/0! | #DIV/0! | #DIV/0! | #DIV/0! | 0 | 0 | 0 | 0
1977-11-01 | Nov | 1 | 14:00 | 59 | 150 | 1417.3229 | 85039.3728 | 0 | 0 | 0.043354 | 4.3722e-08 | 0.07651 | 0.014634 | 0.24 | 0.71101 | 0 | 0.79695 | 0.0019268 | 0 | #DIV/0! | #DIV/0! | #DIV/0! | #DIV/0! | 0 | 0 | 0 | 0
1977-11-01 | Nov | 1 | 15:00 | 59 | 170 | 1122.0473 | 67322.8368 | 0 | 0 | 0.043354 | 4.3722e-08 | 0.07651 | 0.014634 | 0.24 | 0.71101 | 0 | 0.79695 | 0.0019268 | 0 | #DIV/0! | #DIV/0! | #DIV/0! | #DIV/0! | 0 | 0 | 0 | 0
1977-11-01 | Nov | 1 | 16:00 | 57.92 | 180 | 1220.4725 | 73228.3488 | 0 | 0 | 0.043266 | 4.3542e-08 | 0.076672 | 0.014606 | 0.24 | 0.71094 | 0 | 0.79374 | 0.0019308 | 0 | #DIV/0! | #DIV/0! | #DIV/0! | #DIV/0! | 0 | 0 | 0 | 0
1977-11-01 | Nov | 1 | 17:00 | 59 | 180 | 1318.8977 | 79133.8608 | 0 | 0 | 0.043354 | 4.3722e-08 | 0.07651 | 0.014634 | 0.24 | 0.71101 | 0 | 0.79695 | 0.0019268 | 0 | #DIV/0! | #DIV/0! | #DIV/0! | #DIV/0! | 0 | 0 | 0 | 0
1977-11-01 | Nov | 1 | 18:00 | 59 | 180 | 1614.1733 | 96850.3968 | 0 | 0 | 0.043354 | 4.3722e-08 | 0.07651 | 0.014634 | 0.24 | 0.71101 | 0 | 0.79695 | 0.0019268 | 0 | #DIV/0! | #DIV/0! | #DIV/0! | #DIV/0! | 0 | 0 | 0 | 0
1977-11-01 | Nov | 1 | 19:00 | 59 | 180 | 1220.4725 | 73228.3488 | 0 | 0 | 0.043354 | 4.3722e-08 | 0.07651 | 0.014634 | 0.24 | 0.71101 | 0 | 0.79695 | 0.0019268 | 0 | #DIV/0! | #DIV/0! | #DIV/0! | #DIV/0! | 0 | 0 | 0 | 0
1977-11-01 | Nov | 1 | 20:00 | 59 | 180 | 1023.6221 | 61417.3248 | 0 | 0 | 0.043354 | 4.3722e-08 | 0.07651 | 0.014634 | 0.24 | 0.71101 | 0 | 0.79695 | 0.0019268 | 0 | #DIV/0! | #DIV/0! | #DIV/0! | #DIV/0! | 0 | 0 | 0 | 0
1977-11-01 | Nov | 1 | 21:00 | 57.92 | 180 | 807.0866 | 48425.1984 | 0 | 0 | 0.043266 | 4.3542e-08 | 0.076672 | 0.014606 | 0.24 | 0.71094 | 0 | 0.79374 | 0.0019308 | 0 | #DIV/0! | #DIV/0! | #DIV/0! | #DIV/0! | 0 | 0 | 0 | 0
1977-11-01 | Nov | 1 | 22:00 | 57.92 | 180 | 1023.6221 | 61417.3248 | 0 | 0 | 0.043266 | 4.3542e-08 | 0.076672 | 0.014606 | 0.24 | 0.71094 | 0 | 0.79374 | 0.0019308 | 0 | #DIV/0! | #DIV/0! | #DIV/0! | #DIV/0! | 0 | 0 | 0 | 0
1977-11-01 | Nov | 1 | 23:00 | 57.92 | 170 | 905.5118 | 54330.7104 | 0 | 0 | 0.043266 | 4.3542e-08 | 0.076672 | 0.014606 | 0.24 | 0.71094 | 0 | 0.79374 | 0.0019308 | 0 | #DIV/0! | #DIV/0! | #DIV/0! | #DIV/0! | 0 | 0 | 0 | 0
1977-11-01 | Nov | 1 | 24:00 | 59 | 180 | 807.0866 | 48425.1984 | 0 | 0 | 0.043354 | 4.3722e-08 | 0.07651 | 0.014634 | 0.24 | 0.71101 | 0 | 0.79695 | 0.0019268 | 0 | #DIV/0! | #DIV/0! | #DIV/0! | #DIV/0! | 0 | 0 | 0 | 0
1977-11-02 | Nov | 2 | 1:00 | 59 | 180 | 610.2362 | 36614.1744 | 0 | 0 | 0.043354 | 4.3722e-08 | 0.07651 | 0.014634 | 0.24 | 0.71101 | 0 | 0.79695 | 0.0019268 | 0 | #DIV/0! | #DIV/0! | #DIV/0! | #DIV/0! | 0 | 0 | 0 | 0
1977-11-02 | Nov | 2 | 2:00 | 57.92 | 180 | 295.2756 | 17716.536 | 0 | 0 | 0.043266 | 4.3542e-08 | 0.076672 | 0.014606 | 0.24 | 0.71094 | 0 | 0.79374 | 0.0019308 | 0 | #DIV/0! | #DIV/0! | #DIV/0! | #DIV/0! | 0 | 0 | 0 | 0
1977-11-02 | Nov | 2 | 3:00 | 57.02 | 150 | 511.811 | 30708.6624 | 0 | 0 | 0.043193 | 4.3392e-08 | 0.076807 | 0.014583 | 0.24 | 0.71088 | 0 | 0.79108 | 0.0019342 | 0 | #DIV/0! | #DIV/0! | #DIV/0! | #DIV/0! | 0 | 0 | 0 | 0
1977-11-02 | Nov | 2 | 4:00 | 57.02 | 130 | 511.811 | 30708.6624 | 0 | 0 | 0.043193 | 4.3392e-08 | 0.076807 | 0.014583 | 0.24 | 0.71088 | 0 | 0.79108 | 0.0019342 | 0 | #DIV/0! | #DIV/0! | #DIV/0! | #DIV/0! | 0 | 0 | 0 | 0
1977-11-02 | Nov | 2 | 5:00 | 57.92 | 140 | 511.811 | 30708.6624 | 0 | 0 | 0.043266 | 4.3542e-08 | 0.076672 | 0.014606 | 0.24 | 0.71094 | 0 | 0.79374 | 0.0019308 | 0 | #DIV/0! | #DIV/0! | #DIV/0! | #DIV/0! | 0 | 0 | 0 | 0
1977-11-02 | Nov | 2 | 6:00 | 57.02 | 140 | 295.2756 | 17716.536 | 0 | 0 | 0.043193 | 4.3392e-08 | 0.076807 | 0.014583 | 0.24 | 0.71088 | 0 | 0.79108 | 0.0019342 | 0 | #DIV/0! | #DIV/0! | #DIV/0! | #DIV/0! | 0 | 0 | 0 | 0
1977-11-02 | Nov | 2 | 7:00 | 55.94 | 150 | 708.6614 | 42519.6864 | 0 | 0 | 0.043106 | 4.3212e-08 | 0.076969 | 0.014554 | 0.24 | 0.71081 | 0 | 0.7879 | 0.0019382 | 0 | #DIV/0! | #DIV/0! | #DIV/0! | #DIV/0! | 0 | 0 | 0 | 0
1977-11-02 | Nov | 2 | 8:00 | 59 | 160 | 1023.6221 | 61417.3248 | 0 | 0 | 0.043354 | 4.3722e-08 | 0.07651 | 0.014634 | 0.24 | 0.71101 | 0 | 0.79695 | 0.0019268 | 0 | #DIV/0! | #DIV/0! | #DIV/0! | #DIV/0! | 0 | 0 | 0 | 0
1977-11-02 | Nov | 2 | 9:00 | 62.06 | 170 | 1318.8977 | 79133.8608 | 0 | 0 | 0.043602 | 4.4232e-08 | 0.076063 | 0.014714 | 0.24 | 0.71121 | 0 | 0.80599 | 0.0019155 | 0 | #DIV/0! | #DIV/0! | #DIV/0! | #DIV/0! | 0 | 0 | 0 | 0
1977-11-02 | Nov | 2 | 10:00 | 64.94 | 180 | 1220.4725 | 73228.3488 | 0 | 0 | 0.043835 | 4.4712e-08 | 0.075649 | 0.014788 | 0.24 | 0.7114 | 0 | 0.81454 | 0.001905 | 0 | #DIV/0! | #DIV/0! | #DIV/0! | #DIV/0! | 0 | 0 | 0 | 0
1977-11-02 | Nov | 2 | 11:00 | 66.92 | 200 | 1318.8977 | 79133.8608 | 0 | 0 | 0.043996 | 4.5042e-08 | 0.075364 | 0.01484 | 0.24 | 0.71153 | 0 | 0.82046 | 0.0018978 | 0 | #DIV/0! | #DIV/0! | #DIV/0! | #DIV/0! | 0 | 0 | 0 | 0
1977-11-02 | Nov | 2 | 12:00 | 69.08 | 220 | 1023.6221 | 61417.3248 | 0 | 0 | 0.044171 | 4.5402e-08 | 0.075052 | 0.014896 | 0.24 | 0.71167 | 0 | 0.82698 | 0.0018901 | 0 | #DIV/0! | #DIV/0! | #DIV/0! | #DIV/0! | 0 | 0 | 0 | 0
1977-11-02 | Nov | 2 | 13:00 | 71.06 | 170 | 1122.0473 | 67322.8368 | 0 | 0 | 0.044295 | 4.5703e-08 | 0.074773 | 0.014948 | 0.24 | 0.7112 | 0 | 0.83294 | 0.001883 | 0 | #DIV/0! | #DIV/0! | #DIV/0! | #DIV/0! | 0 | 0 | 0 | 0
1977-11-02 | Nov | 2 | 14:00 | 71.06 | 170 | 1023.6221 | 61417.3248 | 0 | 0 | 0.044295 | 4.5703e-08 | 0.074773 | 0.014948 | 0.24 | 0.7112 | 0 | 0.83294 | 0.001883 | 0 | #DIV/0! | #DIV/0! | #DIV/0! | #DIV/0! | 0 | 0 | 0 | 0
1977-11-02 | Nov | 2 | 15:00 | 69.98 | 160 | 1122.0473 | 67322.8368 | 0 | 0 | 0.044244 | 4.5552e-08 | 0.074923 | 0.014919 | 0.24 | 0.71173 | 0 | 0.82971 | 0.0018869 | 0 | #DIV/0! | #DIV/0! | #DIV/0! | #DIV/0! | 0 | 0 | 0 | 0
1977-11-02 | Nov | 2 | 16:00 | 68 | 170 | 1023.6221 | 61417.3248 | 0 | 0 | 0.044084 | 4.5222e-08 | 0.075208 | 0.014868 | 0.24 | 0.7116 | 0 | 0.82372 | 0.0018939 | 0 | #DIV/0! | #DIV/0! | #DIV/0! | #DIV/0! | 0 | 0 | 0 | 0
1977-11-02 | Nov | 2 | 17:00 | 66.92 | 160 | 708.6614 | 42519.6864 | 0 | 0 | 0.043996 | 4.5042e-08 | 0.075364 | 0.01484 | 0.24 | 0.71153 | 0 | 0.82046 | 0.0018978 | 0 | #DIV/0! | #DIV/0! | #DIV/0! | #DIV/0! | 0 | 0 | 0 | 0
1977-11-02 | Nov | 2 | 18:00 | 64.94 | 160 | 610.2362 | 36614.1744 | 0 | 0 | 0.043835 | 4.4712e-08 | 0.075649 | 0.014788 | 0.24 | 0.7114 | 0 | 0.81454 | 0.001905 | 0 | #DIV/0! | #DIV/0! | #DIV/0! | #DIV/0! | 0 | 0 | 0 | 0
1977-11-02 | Nov | 2 | 19:00 | 64.94 | 130 | 708.6614 | 42519.6864 | 0 | 0 | 0.043835 | 4.4712e-08 | 0.075649 | 0.014788 | 0.24 | 0.7114 | 0 | 0.81454 | 0.001905 | 0 | #DIV/0! | #DIV/0! | #DIV/0! | #DIV/0! | 0 | 0 | 0 | 0
1977-11-02 | Nov | 2 | 20:00 | 64.04 | 140 | 610.2362 | 36614.1744 | 0 | 0 | 0.043762 | 4.4562e-08 | 0.075778 | 0.014765 | 0.24 | 0.71134 | 0 | 0.81186 | 0.0019083 | 0 | #DIV/0! | #DIV/0! | #DIV/0! | #DIV/0! | 0 | 0 | 0 | 0
1977-11-02 | Nov | 2 | 21:00 | 62.96 | 130 | 708.6614 | 42519.6864 | 0 | 0 | 0.043675 | 4.4382e-08 | 0.075934 | 0.014737 | 0.24 | 0.71127 | 0 | 0.80865 | 0.0019122 | 0 | #DIV/0! | #DIV/0! | #DIV/0! | #DIV/0! | 0 | 0 | 0 | 0
1977-11-02 | Nov | 2 | 22:00 | 62.96 | 140 | 610.2362 | 36614.1744 | 0 | 0 | 0.043675 | 4.4382e-08 | 0.075934 | 0.014737 | 0.24 | 0.71127 | 0 | 0.80865 | 0.0019122 | 0 | #DIV/0! | #DIV/0! | #DIV/0! | #DIV/0! | 0 | 0 | 0 | 0
1977-11-02 | Nov | 2 | 23:00 | 62.06 | 130 | 610.2362 | 36614.1744 | 0 | 0 | 0.043602 | 4.4232e-08 | 0.076063 | 0.014714 | 0.24 | 0.71121 | 0 | 0.80599 | 0.0019155 | 0 | #DIV/0! | #DIV/0! | #DIV/0! | #DIV/0! | 0 | 0 | 0 | 0
1977-11-02 | Nov | 2 | 24:00 | 62.96 | 130 | 610.2362 | 36614.1744 | 0 | 0 | 0.043675 | 4.4382e-08 | 0.075934 | 0.014737 | 0.24 | 0.71127 | 0 | 0.80865 | 0.0019122 | 0 | #DIV/0! | #DIV/0! | #DIV/0! | #DIV/0! | 0 | 0 | 0 | 0
1977-11-03 | Nov | 3 | 1:00 | 62.96 | 150 | 610.2362 | 36614.1744 | 0 | 0 | 0.043675 | 4.4382e-08 | 0.075934 | 0.014737 | 0.24 | 0.71127 | 0 | 0.80865 | 0.0019122 | 0 | #DIV/0! | #DIV/0! | #DIV/0! | #DIV/0! | 0 | 0 | 0 | 0
1977-11-03 | Nov | 3 | 2:00 | 60.98 | 170 | 610.2362 | 36614.1744 | 0 | 0 | 0.043514 | 4.4052e-08 | 0.076219 | 0.014685 | 0.24 | 0.71114 | 0 | 0.80281 | 0.0019195 | 0 | #DIV/0! | #DIV/0! | #DIV/0! | #DIV/0! | 0 | 0 | 0 | 0
1977-11-03 | Nov | 3 | 3:00 | 60.98 | 160 | 610.2362 | 36614.1744 | 0 | 0 | 0.043514 | 4.4052e-08 | 0.076219 | 0.014685 | 0.24 | 0.71114 | 0 | 0.80281 | 0.0019195 | 0 | #DIV/0! | #DIV/0! | #DIV/0! | #DIV/0! | 0 | 0 | 0 | 0
1977-11-03 | Nov | 3 | 4:00 | 60.08 | 150 | 610.2362 | 36614.1744 | 0 | 0 | 0.043441 | 4.3902e-08 | 0.076348 | 0.014662 | 0.24 | 0.71108 | 0 | 0.80017 | 0.0019228 | 0 | #DIV/0! | #DIV/0! | #DIV/0! | #DIV/0! | 0 | 0 | 0 | 0
1977-11-03 | Nov | 3 | 5:00 | 60.08 | 160 | 610.2362 | 36614.1744 | 0 | 0 | 0.043441 | 4.3902e-08 | 0.076348 | 0.014662 | 0.24 | 0.71108 | 0 | 0.80017 | 0.0019228 | 0 | #DIV/0! | #DIV/0! | #DIV/0! | #DIV/0! | 0 | 0 | 0 | 0
1977-11-03 | Nov | 3 | 6:00 | 59 | 160 | 708.6614 | 42519.6864 | 0 | 0 | 0.043354 | 4.3722e-08 | 0.07651 | 0.014634 | 0.24 | 0.71101 | 0 | 0.79695 | 0.0019268 | 0 | #DIV/0! | #DIV/0! | #DIV/0! | #DIV/0! | 0 | 0 | 0 | 0
1977-11-03 | Nov | 3 | 7:00 | 60.08 | 170 | 610.2362 | 36614.1744 | 0 | 0 | 0.043441 | 4.3902e-08 | 0.076348 | 0.014662 | 0.24 | 0.71108 | 0 | 0.80017 | 0.0019228 | 0 | #DIV/0! | #DIV/0! | #DIV/0! | #DIV/0! | 0 | 0 | 0 | 0
1977-11-03 | Nov | 3 | 8:00 | 60.98 | 170 | 610.2362 | 36614.1744 | 0 | 0 | 0.043514 | 4.4052e-08 | 0.076219 | 0.014685 | 0.24 | 0.71114 | 0 | 0.80281 | 0.0019195 | 0 | #DIV/0! | #DIV/0! | #DIV/0! | #DIV/0! | 0 | 0 | 0 | 0
1977-11-03 | Nov | 3 | 9:00 | 64.04 | 190 | 610.2362 | 36614.1744 | 0 | 0 | 0.043762 | 4.4562e-08 | 0.075778 | 0.014765 | 0.24 | 0.71134 | 0 | 0.81186 | 0.0019083 | 0 | #DIV/0! | #DIV/0! | #DIV/0! | #DIV/0! | 0 | 0 | 0 | 0
1977-11-03 | Nov | 3 | 10:00 | 66.92 | 190 | 1122.0473 | 67322.8368 | 0 | 0 | 0.043996 | 4.5042e-08 | 0.075364 | 0.01484 | 0.24 | 0.71153 | 0 | 0.82046 | 0.0018978 | 0 | #DIV/0! | #DIV/0! | #DIV/0! | #DIV/0! | 0 | 0 | 0 | 0
1977-11-03 | Nov | 3 | 11:00 | 68 | 190 | 1220.4725 | 73228.3488 | 0 | 0 | 0.044084 | 4.5222e-08 | 0.075208 | 0.014868 | 0.24 | 0.7116 | 0 | 0.82372 | 0.0018939 | 0 | #DIV/0! | #DIV/0! | #DIV/0! | #DIV/0! | 0 | 0 | 0 | 0
1977-11-03 | Nov | 3 | 12:00 | 69.98 | 230 | 1023.6221 | 61417.3248 | 0 | 0 | 0.044244 | 4.5552e-08 | 0.074923 | 0.014919 | 0.24 | 0.71173 | 0 | 0.82971 | 0.0018869 | 0 | #DIV/0! | #DIV/0! | #DIV/0! | #DIV/0! | 0 | 0 | 0 | 0
1977-11-03 | Nov | 3 | 13:00 | 69.08 | 190 | 905.5118 | 54330.7104 | 0 | 0 | 0.044171 | 4.5402e-08 | 0.075052 | 0.014896 | 0.24 | 0.71167 | 0 | 0.82698 | 0.0018901 | 0 | #DIV/0! | #DIV/0! | #DIV/0! | #DIV/0! | 0 | 0 | 0 | 0
1977-11-03 | Nov | 3 | 14:00 | 69.08 | 190 | 610.2362 | 36614.1744 | 0 | 0 | 0.044171 | 4.5402e-08 | 0.075052 | 0.014896 | 0.24 | 0.71167 | 0 | 0.82698 | 0.0018901 | 0 | #DIV/0! | #DIV/0! | #DIV/0! | #DIV/0! | 0 | 0 | 0 | 0
1977-11-03 | Nov | 3 | 15:00 | 68 | 200 | 708.6614 | 42519.6864 | 0 | 0 | 0.044084 | 4.5222e-08 | 0.075208 | 0.014868 | 0.24 | 0.7116 | 0 | 0.82372 | 0.0018939 | 0 | #DIV/0! | #DIV/0! | #DIV/0! | #DIV/0! | 0 | 0 | 0 | 0
1977-11-03 | Nov | 3 | 16:00 | 68 | 210 | 511.811 | 30708.6624 | 0 | 0 | 0.044084 | 4.5222e-08 | 0.075208 | 0.014868 | 0.24 | 0.7116 | 0 | 0.82372 | 0.0018939 | 0 | #DIV/0! | #DIV/0! | #DIV/0! | #DIV/0! | 0 | 0 | 0 | 0
1977-11-03 | Nov | 3 | 17:00 | 66.92 | 190 | 413.3858 | 24803.1504 | 0 | 0 | 0.043996 | 4.5042e-08 | 0.075364 | 0.01484 | 0.24 | 0.71153 | 0 | 0.82046 | 0.0018978 | 0 | #DIV/0! | #DIV/0! | #DIV/0! | #DIV/0! | 0 | 0 | 0 | 0
1977-11-03 | Nov | 3 | 18:00 | 64.94 | 290 | 610.2362 | 36614.1744 | 0 | 0 | 0.043835 | 4.4712e-08 | 0.075649 | 0.014788 | 0.24 | 0.7114 | 0 | 0.81454 | 0.001905 | 0 | #DIV/0! | #DIV/0! | #DIV/0! | #DIV/0! | 0 | 0 | 0 | 0
1977-11-03 | Nov | 3 | 19:00 | 64.04 | 20 | 511.811 | 30708.6624 | 0 | 0 | 0.043762 | 4.4562e-08 | 0.075778 | 0.014765 | 0.24 | 0.71134 | 0 | 0.81186 | 0.0019083 | 0 | #DIV/0! | #DIV/0! | #DIV/0! | #DIV/0! | 0 | 0 | 0 | 0
1977-11-03 | Nov | 3 | 20:00 | 64.04 | 10 | 511.811 | 30708.6624 | 0 | 0 | 0.043762 | 4.4562e-08 | 0.075778 | 0.014765 | 0.24 | 0.71134 | 0 | 0.81186 | 0.0019083 | 0 | #DIV/0! | #DIV/0! | #DIV/0! | #DIV/0! | 0 | 0 | 0 | 0
1977-11-03 | Nov | 3 | 21:00 | 64.04 | 360 | 1220.4725 | 73228.3488 | 0 | 0 | 0.043762 | 4.4562e-08 | 0.075778 | 0.014765 | 0.24 | 0.71134 | 0 | 0.81186 | 0.0019083 | 0 | #DIV/0! | #DIV/0! | #DIV/0! | #DIV/0! | 0 | 0 | 0 | 0
1977-11-03 | Nov | 3 | 22:00 | 60.08 | 30 | 1417.3229 | 85039.3728 | 0 | 0 | 0.043441 | 4.3902e-08 | 0.076348 | 0.014662 | 0.24 | 0.71108 | 0 | 0.80017 | 0.0019228 | 0 | #DIV/0! | #DIV/0! | #DIV/0! | #DIV/0! | 0 | 0 | 0 | 0
1977-11-03 | Nov | 3 | 23:00 | 59 | 10 | 1318.8977 | 79133.8608 | 0 | 0 | 0.043354 | 4.3722e-08 | 0.07651 | 0.014634 | 0.24 | 0.71101 | 0 | 0.79695 | 0.0019268 | 0 | #DIV/0! | #DIV/0! | #DIV/0! | #DIV/0! | 0 | 0 | 0 | 0
1977-11-03 | Nov | 3 | 24:00 | 57.92 | 20 | 1318.8977 | 79133.8608 | 0 | 0 | 0.043266 | 4.3542e-08 | 0.076672 | 0.014606 | 0.24 | 0.71094 | 0 | 0.79374 | 0.0019308 | 0 | #DIV/0! | #DIV/0! | #DIV/0! | #DIV/0! | 0 | 0 | 0 | 0
1977-11-04 | Nov | 4 | 1:00 | 57.92 | 20 | 1614.1733 | 96850.3968 | 0 | 0 | 0.043266 | 4.3542e-08 | 0.076672 | 0.014606 | 0.24 | 0.71094 | 0 | 0.79374 | 0.0019308 | 0 | #DIV/0! | #DIV/0! | #DIV/0! | #DIV/0! | 0 | 0 | 0 | 0
1977-11-04 | Nov | 4 | 2:00 | 55.94 | 30 | 1515.7481 | 90944.8848 | 0 | 0 | 0.043106 | 4.3212e-08 | 0.076969 | 0.014554 | 0.24 | 0.71081 | 0 | 0.7879 | 0.0019382 | 0 | #DIV/0! | #DIV/0! | #DIV/0! | #DIV/0! | 0 | 0 | 0 | 0
1977-11-04 | Nov | 4 | 3:00 | 55.04 | 30 | 1220.4725 | 73228.3488 | 0 | 0 | 0.043033 | 4.3062e-08 | 0.077104 | 0.014531 | 0.24 | 0.71074 | 0 | 0.78525 | 0.0019416 | 0 | #DIV/0! | #DIV/0! | #DIV/0! | #DIV/0! | 0 | 0 | 0 | 0
1977-11-04 | Nov | 4 | 4:00 | 53.96 | 20 | 1220.4725 | 73228.3488 | 0 | 0 | 0.042945 | 4.2882e-08 | 0.077266 | 0.014503 | 0.24 | 0.71067 | 0 | 0.78209 | 0.0019457 | 0 | #DIV/0! | #DIV/0! | #DIV/0! | #DIV/0! | 0 | 0 | 0 | 0
1977-11-04 | Nov | 4 | 5:00 | 53.06 | 30 | 1023.6221 | 61417.3248 | 0 | 0 | 0.042872 | 4.2732e-08 | 0.077401 | 0.01448 | 0.24 | 0.71061 | 0 | 0.77947 | 0.0019491 | 0 | #DIV/0! | #DIV/0! | #DIV/0! | #DIV/0! | 0 | 0 | 0 | 0
1977-11-04 | Nov | 4 | 6:00 | 51.98 | 20 | 1220.4725 | 73228.3488 | 0 | 0 | 0.042785 | 4.2552e-08 | 0.077563 | 0.014451 | 0.24 | 0.71054 | 0 | 0.77633 | 0.0019532 | 0 | #DIV/0! | #DIV/0! | #DIV/0! | #DIV/0! | 0 | 0 | 0 | 0
1977-11-04 | Nov | 4 | 7:00 | 51.08 | 30 | 1515.7481 | 90944.8848 | 0 | 0 | 0.042712 | 4.2402e-08 | 0.077698 | 0.014428 | 0.24 | 0.71048 | 0 | 0.77373 | 0.0019566 | 0 | #DIV/0! | #DIV/0! | #DIV/0! | #DIV/0! | 0 | 0 | 0 | 0
1977-11-04 | Nov | 4 | 8:00 | 53.96 | 30 | 1732.2835 | 103937.0112 | 0 | 0 | 0.042945 | 4.2882e-08 | 0.077266 | 0.014503 | 0.24 | 0.71067 | 0 | 0.78209 | 0.0019457 | 0 | #DIV/0! | #DIV/0! | #DIV/0! | #DIV/0! | 0 | 0 | 0 | 0
1977-11-04 | Nov | 4 | 9:00 | 55.04 | 30 | 2125.9843 | 127559.0592 | 0 | 0 | 0.043033 | 4.3062e-08 | 0.077104 | 0.014531 | 0.24 | 0.71074 | 0 | 0.78525 | 0.0019416 | 0 | #DIV/0! | #DIV/0! | #DIV/0! | #DIV/0! | 0 | 0 | 0 | 0
1977-11-04 | Nov | 4 | 10:00 | 57.92 | 40 | 1614.1733 | 96850.3968 | 0 | 0 | 0.043266 | 4.3542e-08 | 0.076672 | 0.014606 | 0.24 | 0.71094 | 0 | 0.79374 | 0.0019308 | 0 | #DIV/0! | #DIV/0! | #DIV/0! | #DIV/0! | 0 | 0 | 0 | 0
1977-11-04 | Nov | 4 | 11:00 | 57.92 | 40 | 1830.7087 | 109842.5232 | 0 | 0 | 0.043266 | 4.3542e-08 | 0.076672 | 0.014606 | 0.24 | 0.71094 | 0 | 0.79374 | 0.0019308 | 0 | #DIV/0! | #DIV/0! | #DIV/0! | #DIV/0! | 0 | 0 | 0 | 0
1977-11-04 | Nov | 4 | 12:00 | 59 | 40 | 1732.2835 | 103937.0112 | 0 | 0 | 0.043354 | 4.3722e-08 | 0.07651 | 0.014634 | 0.24 | 0.71101 | 0 | 0.79695 | 0.0019268 | 0 | #DIV/0! | #DIV/0! | #DIV/0! | #DIV/0! | 0 | 0 | 0 | 0
1977-11-04 | Nov | 4 | 13:00 | 59 | 30 | 1318.8977 | 79133.8608 | 0 | 0 | 0.043354 | 4.3722e-08 | 0.07651 | 0.014634 | 0.24 | 0.71101 | 0 | 0.79695 | 0.0019268 | 0 | #DIV/0! | #DIV/0! | #DIV/0! | #DIV/0! | 0 | 0 | 0 | 0
1977-11-04 | Nov | 4 | 14:00 | 57.92 | 30 | 1929.1339 | 115748.0352 | 0 | 0 | 0.043266 | 4.3542e-08 | 0.076672 | 0.014606 | 0.24 | 0.71094 | 0 | 0.79374 | 0.0019308 | 0 | #DIV/0! | #DIV/0! | #DIV/0! | #DIV/0! | 0 | 0 | 0 | 0
1977-11-04 | Nov | 4 | 15:00 | 57.02 | 30 | 1732.2835 | 103937.0112 | 0 | 0 | 0.043193 | 4.3392e-08 | 0.076807 | 0.014583 | 0.24 | 0.71088 | 0 | 0.79108 | 0.0019342 | 0 | #DIV/0! | #DIV/0! | #DIV/0! | #DIV/0! | 0 | 0 | 0 | 0
1977-11-04 | Nov | 4 | 16:00 | 55.04 | 30 | 1614.1733 | 96850.3968 | 0 | 0 | 0.043033 | 4.3062e-08 | 0.077104 | 0.014531 | 0.24 | 0.71074 | 0 | 0.78525 | 0.0019416 | 0 | #DIV/0! | #DIV/0! | #DIV/0! | #DIV/0! | 0 | 0 | 0 | 0
1977-11-04 | Nov | 4 | 17:00 | 51.98 | 30 | 1318.8977 | 79133.8608 | 0 | 0 | 0.042785 | 4.2552e-08 | 0.077563 | 0.014451 | 0.24 | 0.71054 | 0 | 0.77633 | 0.0019532 | 0 | #DIV/0! | #DIV/0! | #DIV/0! | #DIV/0! | 0 | 0 | 0 | 0
1977-11-04 | Nov | 4 | 18:00 | 51.08 | 30 | 1417.3229 | 85039.3728 | 0 | 0 | 0.042712 | 4.2402e-08 | 0.077698 | 0.014428 | 0.24 | 0.71048 | 0 | 0.77373 | 0.0019566 | 0 | #DIV/0! | #DIV/0! | #DIV/0! | #DIV/0! | 0 | 0 | 0 | 0
1977-11-04 | Nov | 4 | 19:00 | 50 | 30 | 1417.3229 | 85039.3728 | 0 | 0 | 0.042624 | 4.2222e-08 | 0.07786 | 0.0144 | 0.24 | 0.7104 | 0 | 0.77061 | 0.0019608 | 0 | #DIV/0! | #DIV/0! | #DIV/0! | #DIV/0! | 0 | 0 | 0 | 0
1977-11-04 | Nov | 4 | 20:00 | 51.08 | 30 | 1122.0473 | 67322.8368 | 0 | 0 | 0.042712 | 4.2402e-08 | 0.077698 | 0.014428 | 0.24 | 0.71048 | 0 | 0.77373 | 0.0019566 | 0 | #DIV/0! | #DIV/0! | #DIV/0! | #DIV/0! | 0 | 0 | 0 | 0
1977-11-04 | Nov | 4 | 21:00 | 53.06 | 40 | 1122.0473 | 67322.8368 | 0 | 0 | 0.042872 | 4.2732e-08 | 0.077401 | 0.01448 | 0.24 | 0.71061 | 0 | 0.77947 | 0.0019491 | 0 | #DIV/0! | #DIV/0! | #DIV/0! | #DIV/0! | 0 | 0 | 0 | 0
1977-11-04 | Nov | 4 | 22:00 | 53.96 | 50 | 1122.0473 | 67322.8368 | 0 | 0 | 0.042945 | 4.2882e-08 | 0.077266 | 0.014503 | 0.24 | 0.71067 | 0 | 0.78209 | 0.0019457 | 0 | #DIV/0! | #DIV/0! | #DIV/0! | #DIV/0! | 0 | 0 | 0 | 0
1977-11-04 | Nov | 4 | 23:00 | 55.04 | 50 | 1318.8977 | 79133.8608 | 0 | 0 | 0.043033 | 4.3062e-08 | 0.077104 | 0.014531 | 0.24 | 0.71074 | 0 | 0.78525 | 0.0019416 | 0 | #DIV/0! | #DIV/0! | #DIV/0! | #DIV/0! | 0 | 0 | 0 | 0
1977-11-04 | Nov | 4 | 24:00 | 53.06 | 60 | 1220.4725 | 73228.3488 | 0 | 0 | 0.042872 | 4.2732e-08 | 0.077401 | 0.01448 | 0.24 | 0.71061 | 0 | 0.77947 | 0.0019491 | 0 | #DIV/0! | #DIV/0! | #DIV/0! | #DIV/0! | 0 | 0 | 0 | 0
1977-11-05 | Nov | 5 | 1:00 | 53.06 | 60 | 1023.6221 | 61417.3248 | 0 | 0 | 0.042872 | 4.2732e-08 | 0.077401 | 0.01448 | 0.24 | 0.71061 | 0 | 0.77947 | 0.0019491 | 0 | #DIV/0! | #DIV/0! | #DIV/0! | #DIV/0! | 0 | 0 | 0 | 0
1977-11-05 | Nov | 5 | 2:00 | 50 | 50 | 905.5118 | 54330.7104 | 0 | 0 | 0.042624 | 4.2222e-08 | 0.07786 | 0.0144 | 0.24 | 0.7104 | 0 | 0.77061 | 0.0019608 | 0 | #DIV/0! | #DIV/0! | #DIV/0! | #DIV/0! | 0 | 0 | 0 | 0
1977-11-05 | Nov | 5 | 3:00 | 50 | 50 | 1023.6221 | 61417.3248 | 0 | 0 | 0.042624 | 4.2222e-08 | 0.07786 | 0.0144 | 0.24 | 0.7104 | 0 | 0.77061 | 0.0019608 | 0 | #DIV/0! | #DIV/0! | #DIV/0! | #DIV/0! | 0 | 0 | 0 | 0
1977-11-05 | Nov | 5 | 4:00 | 51.08 | 40 | 1220.4725 | 73228.3488 | 0 | 0 | 0.042712 | 4.2402e-08 | 0.077698 | 0.014428 | 0.24 | 0.71048 | 0 | 0.77373 | 0.0019566 | 0 | #DIV/0! | #DIV/0! | #DIV/0! | #DIV/0! | 0 | 0 | 0 | 0
1977-11-05 | Nov | 5 | 5:00 | 51.98 | 70 | 1122.0473 | 67322.8368 | 0 | 0 | 0.042785 | 4.2552e-08 | 0.077563 | 0.014451 | 0.24 | 0.71054 | 0 | 0.77633 | 0.0019532 | 0 | #DIV/0! | #DIV/0! | #DIV/0! | #DIV/0! | 0 | 0 | 0 | 0
1977-11-05 | Nov | 5 | 6:00 | 51.98 | 50 | 1220.4725 | 73228.3488 | 0 | 0 | 0.042785 | 4.2552e-08 | 0.077563 | 0.014451 | 0.24 | 0.71054 | 0 | 0.77633 | 0.0019532 | 0 | #DIV/0! | #DIV/0! | #DIV/0! | #DIV/0! | 0 | 0 | 0 | 0
1977-11-05 | Nov | 5 | 7:00 | 51.08 | 50 | 1023.6221 | 61417.3248 | 0 | 0 | 0.042712 | 4.2402e-08 | 0.077698 | 0.014428 | 0.24 | 0.71048 | 0 | 0.77373 | 0.0019566 | 0 | #DIV/0! | #DIV/0! | #DIV/0! | #DIV/0! | 0 | 0 | 0 | 0
1977-11-05 | Nov | 5 | 8:00 | 51.98 | 50 | 1220.4725 | 73228.3488 | 0 | 0 | 0.042785 | 4.2552e-08 | 0.077563 | 0.014451 | 0.24 | 0.71054 | 0 | 0.77633 | 0.0019532 | 0 | #DIV/0! | #DIV/0! | #DIV/0! | #DIV/0! | 0 | 0 | 0 | 0
1977-11-05 | Nov | 5 | 9:00 | 51.08 | 40 | 1122.0473 | 67322.8368 | 0 | 0 | 0.042712 | 4.2402e-08 | 0.077698 | 0.014428 | 0.24 | 0.71048 | 0 | 0.77373 | 0.0019566 | 0 | #DIV/0! | #DIV/0! | #DIV/0! | #DIV/0! | 0 | 0 | 0 | 0
1977-11-05 | Nov | 5 | 10:00 | 51.98 | 50 | 1220.4725 | 73228.3488 | 0 | 0 | 0.042785 | 4.2552e-08 | 0.077563 | 0.014451 | 0.24 | 0.71054 | 0 | 0.77633 | 0.0019532 | 0 | #DIV/0! | #DIV/0! | #DIV/0! | #DIV/0! | 0 | 0 | 0 | 0
1977-11-05 | Nov | 5 | 11:00 | 53.96 | 30 | 1318.8977 | 79133.8608 | 0 | 0 | 0.042945 | 4.2882e-08 | 0.077266 | 0.014503 | 0.24 | 0.71067 | 0 | 0.78209 | 0.0019457 | 0 | #DIV/0! | #DIV/0! | #DIV/0! | #DIV/0! | 0 | 0 | 0 | 0
1977-11-05 | Nov | 5 | 12:00 | 55.04 | 40 | 1122.0473 | 67322.8368 | 0 | 0 | 0.043033 | 4.3062e-08 | 0.077104 | 0.014531 | 0.24 | 0.71074 | 0 | 0.78525 | 0.0019416 | 0 | #DIV/0! | #DIV/0! | #DIV/0! | #DIV/0! | 0 | 0 | 0 | 0
1977-11-05 | Nov | 5 | 13:00 | 55.94 | 40 | 1417.3229 | 85039.3728 | 0 | 0 | 0.043106 | 4.3212e-08 | 0.076969 | 0.014554 | 0.24 | 0.71081 | 0 | 0.7879 | 0.0019382 | 0 | #DIV/0! | #DIV/0! | #DIV/0! | #DIV/0! | 0 | 0 | 0 | 0
1977-11-05 | Nov | 5 | 14:00 | 55.04 | 30 | 1732.2835 | 103937.0112 | 0 | 0 | 0.043033 | 4.3062e-08 | 0.077104 | 0.014531 | 0.24 | 0.71074 | 0 | 0.78525 | 0.0019416 | 0 | #DIV/0! | #DIV/0! | #DIV/0! | #DIV/0! | 0 | 0 | 0 | 0
1977-11-05 | Nov | 5 | 15:00 | 55.04 | 50 | 1417.3229 | 85039.3728 | 0 | 0 | 0.043033 | 4.3062e-08 | 0.077104 | 0.014531 | 0.24 | 0.71074 | 0 | 0.78525 | 0.0019416 | 0 | #DIV/0! | #DIV/0! | #DIV/0! | #DIV/0! | 0 | 0 | 0 | 0
1977-11-05 | Nov | 5 | 16:00 | 53.96 | 40 | 1417.3229 | 85039.3728 | 0 | 0 | 0.042945 | 4.2882e-08 | 0.077266 | 0.014503 | 0.24 | 0.71067 | 0 | 0.78209 | 0.0019457 | 0 | #DIV/0! | #DIV/0! | #DIV/0! | #DIV/0! | 0 | 0 | 0 | 0
1977-11-05 | Nov | 5 | 17:00 | 53.96 | 30 | 1023.6221 | 61417.3248 | 0 | 0 | 0.042945 | 4.2882e-08 | 0.077266 | 0.014503 | 0.24 | 0.71067 | 0 | 0.78209 | 0.0019457 | 0 | #DIV/0! | #DIV/0! | #DIV/0! | #DIV/0! | 0 | 0 | 0 | 0
1977-11-05 | Nov | 5 | 18:00 | 53.96 | 40 | 1318.8977 | 79133.8608 | 0 | 0 | 0.042945 | 4.2882e-08 | 0.077266 | 0.014503 | 0.24 | 0.71067 | 0 | 0.78209 | 0.0019457 | 0 | #DIV/0! | #DIV/0! | #DIV/0! | #DIV/0! | 0 | 0 | 0 | 0
1977-11-05 | Nov | 5 | 19:00 | 53.06 | 40 | 1023.6221 | 61417.3248 | 0 | 0 | 0.042872 | 4.2732e-08 | 0.077401 | 0.01448 | 0.24 | 0.71061 | 0 | 0.77947 | 0.0019491 | 0 | #DIV/0! | #DIV/0! | #DIV/0! | #DIV/0! | 0 | 0 | 0 | 0
1977-11-05 | Nov | 5 | 20:00 | 53.96 | 20 | 1122.0473 | 67322.8368 | 0 | 0 | 0.042945 | 4.2882e-08 | 0.077266 | 0.014503 | 0.24 | 0.71067 | 0 | 0.78209 | 0.0019457 | 0 | #DIV/0! | #DIV/0! | #DIV/0! | #DIV/0! | 0 | 0 | 0 | 0
1977-11-05 | Nov | 5 | 21:00 | 53.06 | 30 | 1023.6221 | 61417.3248 | 0 | 0 | 0.042872 | 4.2732e-08 | 0.077401 | 0.01448 | 0.24 | 0.71061 | 0 | 0.77947 | 0.0019491 | 0 | #DIV/0! | #DIV/0! | #DIV/0! | #DIV/0! | 0 | 0 | 0 | 0
1977-11-05 | Nov | 5 | 22:00 | 53.96 | 20 | 1023.6221 | 61417.3248 | 0 | 0 | 0.042945 | 4.2882e-08 | 0.077266 | 0.014503 | 0.24 | 0.71067 | 0 | 0.78209 | 0.0019457 | 0 | #DIV/0! | #DIV/0! | #DIV/0! | #DIV/0! | 0 | 0 | 0 | 0
1977-11-05 | Nov | 5 | 23:00 | 53.96 | 50 | 905.5118 | 54330.7104 | 0 | 0 | 0.042945 | 4.2882e-08 | 0.077266 | 0.014503 | 0.24 | 0.71067 | 0 | 0.78209 | 0.0019457 | 0 | #DIV/0! | #DIV/0! | #DIV/0! | #DIV/0! | 0 | 0 | 0 | 0
1977-11-05 | Nov | 5 | 24:00 | 55.04 | 40 | 1023.6221 | 61417.3248 | 0 | 0 | 0.043033 | 4.3062e-08 | 0.077104 | 0.014531 | 0.24 | 0.71074 | 0 | 0.78525 | 0.0019416 | 0 | #DIV/0! | #DIV/0! | #DIV/0! | #DIV/0! | 0 | 0 | 0 | 0
1977-11-06 | Nov | 6 | 1:00 | 55.04 | 40 | 1122.0473 | 67322.8368 | 0 | 0 | 0.043033 | 4.3062e-08 | 0.077104 | 0.014531 | 0.24 | 0.71074 | 0 | 0.78525 | 0.0019416 | 0 | #DIV/0! | #DIV/0! | #DIV/0! | #DIV/0! | 0 | 0 | 0 | 0
1977-11-06 | Nov | 6 | 2:00 | 55.04 | 50 | 807.0866 | 48425.1984 | 0 | 0 | 0.043033 | 4.3062e-08 | 0.077104 | 0.014531 | 0.24 | 0.71074 | 0 | 0.78525 | 0.0019416 | 0 | #DIV/0! | #DIV/0! | #DIV/0! | #DIV/0! | 0 | 0 | 0 | 0
1977-11-06 | Nov | 6 | 3:00 | 55.04 | 50 | 807.0866 | 48425.1984 | 0 | 0 | 0.043033 | 4.3062e-08 | 0.077104 | 0.014531 | 0.24 | 0.71074 | 0 | 0.78525 | 0.0019416 | 0 | #DIV/0! | #DIV/0! | #DIV/0! | #DIV/0! | 0 | 0 | 0 | 0
1977-11-06 | Nov | 6 | 4:00 | 55.04 | 40 | 905.5118 | 54330.7104 | 0 | 0 | 0.043033 | 4.3062e-08 | 0.077104 | 0.014531 | 0.24 | 0.71074 | 0 | 0.78525 | 0.0019416 | 0 | #DIV/0! | #DIV/0! | #DIV/0! | #DIV/0! | 0 | 0 | 0 | 0
1977-11-06 | Nov | 6 | 5:00 | 53.96 | 50 | 1023.6221 | 61417.3248 | 0 | 0 | 0.042945 | 4.2882e-08 | 0.077266 | 0.014503 | 0.24 | 0.71067 | 0 | 0.78209 | 0.0019457 | 0 | #DIV/0! | #DIV/0! | #DIV/0! | #DIV/0! | 0 | 0 | 0 | 0
1977-11-06 | Nov | 6 | 6:00 | 53.96 | 50 | 1023.6221 | 61417.3248 | 0 | 0 | 0.042945 | 4.2882e-08 | 0.077266 | 0.014503 | 0.24 | 0.71067 | 0 | 0.78209 | 0.0019457 | 0 | #DIV/0! | #DIV/0! | #DIV/0! | #DIV/0! | 0 | 0 | 0 | 0
1977-11-06 | Nov | 6 | 7:00 | 53.06 | 30 | 1122.0473 | 67322.8368 | 0 | 0 | 0.042872 | 4.2732e-08 | 0.077401 | 0.01448 | 0.24 | 0.71061 | 0 | 0.77947 | 0.0019491 | 0 | #DIV/0! | #DIV/0! | #DIV/0! | #DIV/0! | 0 | 0 | 0 | 0
1977-11-06 | Nov | 6 | 8:00 | 53.96 | 30 | 1023.6221 | 61417.3248 | 0 | 0 | 0.042945 | 4.2882e-08 | 0.077266 | 0.014503 | 0.24 | 0.71067 | 0 | 0.78209 | 0.0019457 | 0 | #DIV/0! | #DIV/0! | #DIV/0! | #DIV/0! | 0 | 0 | 0 | 0
1977-11-06 | Nov | 6 | 9:00 | 55.04 | 40 | 1220.4725 | 73228.3488 | 0 | 0 | 0.043033 | 4.3062e-08 | 0.077104 | 0.014531 | 0.24 | 0.71074 | 0 | 0.78525 | 0.0019416 | 0 | #DIV/0! | #DIV/0! | #DIV/0! | #DIV/0! | 0 | 0 | 0 | 0
1977-11-06 | Nov | 6 | 10:00 | 55.04 | 30 | 905.5118 | 54330.7104 | 0 | 0 | 0.043033 | 4.3062e-08 | 0.077104 | 0.014531 | 0.24 | 0.71074 | 0 | 0.78525 | 0.0019416 | 0 | #DIV/0! | #DIV/0! | #DIV/0! | #DIV/0! | 0 | 0 | 0 | 0
1977-11-06 | Nov | 6 | 11:00 | 57.02 | 50 | 1220.4725 | 73228.3488 | 0 | 0 | 0.043193 | 4.3392e-08 | 0.076807 | 0.014583 | 0.24 | 0.71088 | 0 | 0.79108 | 0.0019342 | 0 | #DIV/0! | #DIV/0! | #DIV/0! | #DIV/0! | 0 | 0 | 0 | 0
1977-11-06 | Nov | 6 | 12:00 | 59 | 30 | 1318.8977 | 79133.8608 | 0 | 0 | 0.043354 | 4.3722e-08 | 0.07651 | 0.014634 | 0.24 | 0.71101 | 0 | 0.79695 | 0.0019268 | 0 | #DIV/0! | #DIV/0! | #DIV/0! | #DIV/0! | 0 | 0 | 0 | 0
1977-11-06 | Nov | 6 | 13:00 | 57.92 | 30 | 1220.4725 | 73228.3488 | 0 | 0 | 0.043266 | 4.3542e-08 | 0.076672 | 0.014606 | 0.24 | 0.71094 | 0 | 0.79374 | 0.0019308 | 0 | #DIV/0! | #DIV/0! | #DIV/0! | #DIV/0! | 0 | 0 | 0 | 0
1977-11-06 | Nov | 6 | 14:00 | 57.02 | 30 | 1220.4725 | 73228.3488 | 0 | 0 | 0.043193 | 4.3392e-08 | 0.076807 | 0.014583 | 0.24 | 0.71088 | 0 | 0.79108 | 0.0019342 | 0 | #DIV/0! | #DIV/0! | #DIV/0! | #DIV/0! | 0 | 0 | 0 | 0
1977-11-06 | Nov | 6 | 15:00 | 57.02 | 30 | 1417.3229 | 85039.3728 | 0 | 0 | 0.043193 | 4.3392e-08 | 0.076807 | 0.014583 | 0.24 | 0.71088 | 0 | 0.79108 | 0.0019342 | 0 | #DIV/0! | #DIV/0! | #DIV/0! | #DIV/0! | 0 | 0 | 0 | 0
1977-11-06 | Nov | 6 | 16:00 | 55.94 | 30 | 1515.7481 | 90944.8848 | 0 | 0 | 0.043106 | 4.3212e-08 | 0.076969 | 0.014554 | 0.24 | 0.71081 | 0 | 0.7879 | 0.0019382 | 0 | #DIV/0! | #DIV/0! | #DIV/0! | #DIV/0! | 0 | 0 | 0 | 0
1977-11-06 | Nov | 6 | 17:00 | 55.04 | 30 | 1023.6221 | 61417.3248 | 0 | 0 | 0.043033 | 4.3062e-08 | 0.077104 | 0.014531 | 0.24 | 0.71074 | 0 | 0.78525 | 0.0019416 | 0 | #DIV/0! | #DIV/0! | #DIV/0! | #DIV/0! | 0 | 0 | 0 | 0
1977-11-06 | Nov | 6 | 18:00 | 55.04 | 20 | 1220.4725 | 73228.3488 | 0 | 0 | 0.043033 | 4.3062e-08 | 0.077104 | 0.014531 | 0.24 | 0.71074 | 0 | 0.78525 | 0.0019416 | 0 | #DIV/0! | #DIV/0! | #DIV/0! | #DIV/0! | 0 | 0 | 0 | 0
1977-11-06 | Nov | 6 | 19:00 | 55.04 | 40 | 1023.6221 | 61417.3248 | 0 | 0 | 0.043033 | 4.3062e-08 | 0.077104 | 0.014531 | 0.24 | 0.71074 | 0 | 0.78525 | 0.0019416 | 0 | #DIV/0! | #DIV/0! | #DIV/0! | #DIV/0! | 0 | 0 | 0 | 0
1977-11-06 | Nov | 6 | 20:00 | 55.04 | 20 | 905.5118 | 54330.7104 | 0 | 0 | 0.043033 | 4.3062e-08 | 0.077104 | 0.014531 | 0.24 | 0.71074 | 0 | 0.78525 | 0.0019416 | 0 | #DIV/0! | #DIV/0! | #DIV/0! | #DIV/0! | 0 | 0 | 0 | 0
1977-11-06 | Nov | 6 | 21:00 | 55.04 | 10 | 1023.6221 | 61417.3248 | 0 | 0 | 0.043033 | 4.3062e-08 | 0.077104 | 0.014531 | 0.24 | 0.71074 | 0 | 0.78525 | 0.0019416 | 0 | #DIV/0! | #DIV/0! | #DIV/0! | #DIV/0! | 0 | 0 | 0 | 0
1977-11-06 | Nov | 6 | 22:00 | 55.94 | 30 | 807.0866 | 48425.1984 | 0 | 0 | 0.043106 | 4.3212e-08 | 0.076969 | 0.014554 | 0.24 | 0.71081 | 0 | 0.7879 | 0.0019382 | 0 | #DIV/0! | #DIV/0! | #DIV/0! | #DIV/0! | 0 | 0 | 0 | 0
1977-11-06 | Nov | 6 | 23:00 | 57.02 | 40 | 610.2362 | 36614.1744 | 0 | 0 | 0.043193 | 4.3392e-08 | 0.076807 | 0.014583 | 0.24 | 0.71088 | 0 | 0.79108 | 0.0019342 | 0 | #DIV/0! | #DIV/0! | #DIV/0! | #DIV/0! | 0 | 0 | 0 | 0
1977-11-06 | Nov | 6 | 24:00 | 57.02 | 30 | 807.0866 | 48425.1984 | 0 | 0 | 0.043193 | 4.3392e-08 | 0.076807 | 0.014583 | 0.24 | 0.71088 | 0 | 0.79108 | 0.0019342 | 0 | #DIV/0! | #DIV/0! | #DIV/0! | #DIV/0! | 0 | 0 | 0 | 0
1977-11-07 | Nov | 7 | 1:00 | 57.02 | 30 | 511.811 | 30708.6624 | 0 | 0 | 0.043193 | 4.3392e-08 | 0.076807 | 0.014583 | 0.24 | 0.71088 | 0 | 0.79108 | 0.0019342 | 0 | #DIV/0! | #DIV/0! | #DIV/0! | #DIV/0! | 0 | 0 | 0 | 0
1977-11-07 | Nov | 7 | 2:00 | 57.02 | 30 | 708.6614 | 42519.6864 | 0 | 0 | 0.043193 | 4.3392e-08 | 0.076807 | 0.014583 | 0.24 | 0.71088 | 0 | 0.79108 | 0.0019342 | 0 | #DIV/0! | #DIV/0! | #DIV/0! | #DIV/0! | 0 | 0 | 0 | 0
1977-11-07 | Nov | 7 | 3:00 | 57.92 | 30 | 807.0866 | 48425.1984 | 0 | 0 | 0.043266 | 4.3542e-08 | 0.076672 | 0.014606 | 0.24 | 0.71094 | 0 | 0.79374 | 0.0019308 | 0 | #DIV/0! | #DIV/0! | #DIV/0! | #DIV/0! | 0 | 0 | 0 | 0
1977-11-07 | Nov | 7 | 4:00 | 57.02 | 10 | 708.6614 | 42519.6864 | 0 | 0 | 0.043193 | 4.3392e-08 | 0.076807 | 0.014583 | 0.24 | 0.71088 | 0 | 0.79108 | 0.0019342 | 0 | #DIV/0! | #DIV/0! | #DIV/0! | #DIV/0! | 0 | 0 | 0 | 0
1977-11-07 | Nov | 7 | 5:00 | 55.04 | 20 | 807.0866 | 48425.1984 | 0 | 0 | 0.043033 | 4.3062e-08 | 0.077104 | 0.014531 | 0.24 | 0.71074 | 0 | 0.78525 | 0.0019416 | 0 | #DIV/0! | #DIV/0! | #DIV/0! | #DIV/0! | 0 | 0 | 0 | 0
1977-11-07 | Nov | 7 | 6:00 | 55.94 | 30 | 807.0866 | 48425.1984 | 0 | 0 | 0.043106 | 4.3212e-08 | 0.076969 | 0.014554 | 0.24 | 0.71081 | 0 | 0.7879 | 0.0019382 | 0 | #DIV/0! | #DIV/0! | #DIV/0! | #DIV/0! | 0 | 0 | 0 | 0
1977-11-07 | Nov | 7 | 7:00 | 55.04 | 20 | 905.5118 | 54330.7104 | 0 | 0 | 0.043033 | 4.3062e-08 | 0.077104 | 0.014531 | 0.24 | 0.71074 | 0 | 0.78525 | 0.0019416 | 0 | #DIV/0! | #DIV/0! | #DIV/0! | #DIV/0! | 0 | 0 | 0 | 0
1977-11-07 | Nov | 7 | 8:00 | 55.04 | 30 | 905.5118 | 54330.7104 | 0 | 0 | 0.043033 | 4.3062e-08 | 0.077104 | 0.014531 | 0.24 | 0.71074 | 0 | 0.78525 | 0.0019416 | 0 | #DIV/0! | #DIV/0! | #DIV/0! | #DIV/0! | 0 | 0 | 0 | 0
1977-11-07 | Nov | 7 | 9:00 | 55.04 | 20 | 610.2362 | 36614.1744 | 0 | 0 | 0.043033 | 4.3062e-08 | 0.077104 | 0.014531 | 0.24 | 0.71074 | 0 | 0.78525 | 0.0019416 | 0 | #DIV/0! | #DIV/0! | #DIV/0! | #DIV/0! | 0 | 0 | 0 | 0
1977-11-07 | Nov | 7 | 10:00 | 55.04 | 20 | 807.0866 | 48425.1984 | 0 | 0 | 0.043033 | 4.3062e-08 | 0.077104 | 0.014531 | 0.24 | 0.71074 | 0 | 0.78525 | 0.0019416 | 0 | #DIV/0! | #DIV/0! | #DIV/0! | #DIV/0! | 0 | 0 | 0 | 0
1977-11-07 | Nov | 7 | 11:00 | 57.02 | 20 | 1023.6221 | 61417.3248 | 0 | 0 | 0.043193 | 4.3392e-08 | 0.076807 | 0.014583 | 0.24 | 0.71088 | 0 | 0.79108 | 0.0019342 | 0 | #DIV/0! | #DIV/0! | #DIV/0! | #DIV/0! | 0 | 0 | 0 | 0
1977-11-07 | Nov | 7 | 12:00 | 57.02 | 10 | 807.0866 | 48425.1984 | 0 | 0 | 0.043193 | 4.3392e-08 | 0.076807 | 0.014583 | 0.24 | 0.71088 | 0 | 0.79108 | 0.0019342 | 0 | #DIV/0! | #DIV/0! | #DIV/0! | #DIV/0! | 0 | 0 | 0 | 0
1977-11-07 | Nov | 7 | 13:00 | 57.02 | 40 | 708.6614 | 42519.6864 | 0 | 0 | 0.043193 | 4.3392e-08 | 0.076807 | 0.014583 | 0.24 | 0.71088 | 0 | 0.79108 | 0.0019342 | 0 | #DIV/0! | #DIV/0! | #DIV/0! | #DIV/0! | 0 | 0 | 0 | 0
1977-11-07 | Nov | 7 | 14:00 | 57.92 | 20 | 1023.6221 | 61417.3248 | 0 | 0 | 0.043266 | 4.3542e-08 | 0.076672 | 0.014606 | 0.24 | 0.71094 | 0 | 0.79374 | 0.0019308 | 0 | #DIV/0! | #DIV/0! | #DIV/0! | #DIV/0! | 0 | 0 | 0 | 0
1977-11-07 | Nov | 7 | 15:00 | 57.02 | 360 | 708.6614 | 42519.6864 | 0 | 0 | 0.043193 | 4.3392e-08 | 0.076807 | 0.014583 | 0.24 | 0.71088 | 0 | 0.79108 | 0.0019342 | 0 | #DIV/0! | #DIV/0! | #DIV/0! | #DIV/0! | 0 | 0 | 0 | 0
1977-11-07 | Nov | 7 | 16:00 | 57.02 | 10 | 610.2362 | 36614.1744 | 0 | 0 | 0.043193 | 4.3392e-08 | 0.076807 | 0.014583 | 0.24 | 0.71088 | 0 | 0.79108 | 0.0019342 | 0 | #DIV/0! | #DIV/0! | #DIV/0! | #DIV/0! | 0 | 0 | 0 | 0
1977-11-07 | Nov | 7 | 17:00 | 55.94 | 10 | 708.6614 | 42519.6864 | 0 | 0 | 0.043106 | 4.3212e-08 | 0.076969 | 0.014554 | 0.24 | 0.71081 | 0 | 0.7879 | 0.0019382 | 0 | #DIV/0! | #DIV/0! | #DIV/0! | #DIV/0! | 0 | 0 | 0 | 0
1977-11-07 | Nov | 7 | 18:00 | 55.94 | 20 | 905.5118 | 54330.7104 | 0 | 0 | 0.043106 | 4.3212e-08 | 0.076969 | 0.014554 | 0.24 | 0.71081 | 0 | 0.7879 | 0.0019382 | 0 | #DIV/0! | #DIV/0! | #DIV/0! | #DIV/0! | 0 | 0 | 0 | 0
1977-11-07 | Nov | 7 | 19:00 | 55.94 | 360 | 708.6614 | 42519.6864 | 0 | 0 | 0.043106 | 4.3212e-08 | 0.076969 | 0.014554 | 0.24 | 0.71081 | 0 | 0.7879 | 0.0019382 | 0 | #DIV/0! | #DIV/0! | #DIV/0! | #DIV/0! | 0 | 0 | 0 | 0
1977-11-07 | Nov | 7 | 20:00 | 55.94 | 360 | 511.811 | 30708.6624 | 0 | 0 | 0.043106 | 4.3212e-08 | 0.076969 | 0.014554 | 0.24 | 0.71081 | 0 | 0.7879 | 0.0019382 | 0 | #DIV/0! | #DIV/0! | #DIV/0! | #DIV/0! | 0 | 0 | 0 | 0
1977-11-07 | Nov | 7 | 21:00 | 55.94 | 10 | 807.0866 | 48425.1984 | 0 | 0 | 0.043106 | 4.3212e-08 | 0.076969 | 0.014554 | 0.24 | 0.71081 | 0 | 0.7879 | 0.0019382 | 0 | #DIV/0! | #DIV/0! | #DIV/0! | #DIV/0! | 0 | 0 | 0 | 0
1977-11-07 | Nov | 7 | 22:00 | 55.94 | 20 | 708.6614 | 42519.6864 | 0 | 0 | 0.043106 | 4.3212e-08 | 0.076969 | 0.014554 | 0.24 | 0.71081 | 0 | 0.7879 | 0.0019382 | 0 | #DIV/0! | #DIV/0! | #DIV/0! | #DIV/0! | 0 | 0 | 0 | 0
1977-11-07 | Nov | 7 | 23:00 | 55.94 | 40 | 295.2756 | 17716.536 | 0 | 0 | 0.043106 | 4.3212e-08 | 0.076969 | 0.014554 | 0.24 | 0.71081 | 0 | 0.7879 | 0.0019382 | 0 | #DIV/0! | #DIV/0! | #DIV/0! | #DIV/0! | 0 | 0 | 0 | 0
1977-11-07 | Nov | 7 | 24:00 | 55.94 | 340 | 295.2756 | 17716.536 | 0 | 0 | 0.043106 | 4.3212e-08 | 0.076969 | 0.014554 | 0.24 | 0.71081 | 0 | 0.7879 | 0.0019382 | 0 | #DIV/0! | #DIV/0! | #DIV/0! | #DIV/0! | 0 | 0 | 0 | 0
1977-11-08 | Nov | 8 | 1:00 | 57.02 | 300 | 511.811 | 30708.6624 | 0 | 0 | 0.043193 | 4.3392e-08 | 0.076807 | 0.014583 | 0.24 | 0.71088 | 0 | 0.79108 | 0.0019342 | 0 | #DIV/0! | #DIV/0! | #DIV/0! | #DIV/0! | 0 | 0 | 0 | 0
1977-11-08 | Nov | 8 | 2:00 | 57.02 | 0 | 0 | 0 | 0 | 0 | 0.043193 | 4.3392e-08 | 0.076807 | 0.014583 | 0.24 | 0.71088 | 0 | 0.79108 | 0.0019342 | 0 | #DIV/0! | #DIV/0! | #DIV/0! | #DIV/0! | 0 | 0 | 0 | 0
1977-11-08 | Nov | 8 | 3:00 | 57.02 | 350 | 295.2756 | 17716.536 | 0 | 0 | 0.043193 | 4.3392e-08 | 0.076807 | 0.014583 | 0.24 | 0.71088 | 0 | 0.79108 | 0.0019342 | 0 | #DIV/0! | #DIV/0! | #DIV/0! | #DIV/0! | 0 | 0 | 0 | 0
1977-11-08 | Nov | 8 | 4:00 | 57.02 | 0 | 0 | 0 | 0 | 0 | 0.043193 | 4.3392e-08 | 0.076807 | 0.014583 | 0.24 | 0.71088 | 0 | 0.79108 | 0.0019342 | 0 | #DIV/0! | #DIV/0! | #DIV/0! | #DIV/0! | 0 | 0 | 0 | 0
1977-11-08 | Nov | 8 | 5:00 | 57.02 | 30 | 511.811 | 30708.6624 | 0 | 0 | 0.043193 | 4.3392e-08 | 0.076807 | 0.014583 | 0.24 | 0.71088 | 0 | 0.79108 | 0.0019342 | 0 | #DIV/0! | #DIV/0! | #DIV/0! | #DIV/0! | 0 | 0 | 0 | 0
1977-11-08 | Nov | 8 | 6:00 | 57.02 | 50 | 295.2756 | 17716.536 | 0 | 0 | 0.043193 | 4.3392e-08 | 0.076807 | 0.014583 | 0.24 | 0.71088 | 0 | 0.79108 | 0.0019342 | 0 | #DIV/0! | #DIV/0! | #DIV/0! | #DIV/0! | 0 | 0 | 0 | 0
1977-11-08 | Nov | 8 | 7:00 | 57.02 | 0 | 0 | 0 | 0 | 0 | 0.043193 | 4.3392e-08 | 0.076807 | 0.014583 | 0.24 | 0.71088 | 0 | 0.79108 | 0.0019342 | 0 | #DIV/0! | #DIV/0! | #DIV/0! | #DIV/0! | 0 | 0 | 0 | 0
1977-11-08 | Nov | 8 | 8:00 | 57.92 | 120 | 610.2362 | 36614.1744 | 0 | 0 | 0.043266 | 4.3542e-08 | 0.076672 | 0.014606 | 0.24 | 0.71094 | 0 | 0.79374 | 0.0019308 | 0 | #DIV/0! | #DIV/0! | #DIV/0! | #DIV/0! | 0 | 0 | 0 | 0
1977-11-08 | Nov | 8 | 9:00 | 57.92 | 130 | 610.2362 | 36614.1744 | 0 | 0 | 0.043266 | 4.3542e-08 | 0.076672 | 0.014606 | 0.24 | 0.71094 | 0 | 0.79374 | 0.0019308 | 0 | #DIV/0! | #DIV/0! | #DIV/0! | #DIV/0! | 0 | 0 | 0 | 0
1977-11-08 | Nov | 8 | 10:00 | 60.08 | 170 | 511.811 | 30708.6624 | 0 | 0 | 0.043441 | 4.3902e-08 | 0.076348 | 0.014662 | 0.24 | 0.71108 | 0 | 0.80017 | 0.0019228 | 0 | #DIV/0! | #DIV/0! | #DIV/0! | #DIV/0! | 0 | 0 | 0 | 0
1977-11-08 | Nov | 8 | 11:00 | 60.98 | 170 | 511.811 | 30708.6624 | 0 | 0 | 0.043514 | 4.4052e-08 | 0.076219 | 0.014685 | 0.24 | 0.71114 | 0 | 0.80281 | 0.0019195 | 0 | #DIV/0! | #DIV/0! | #DIV/0! | #DIV/0! | 0 | 0 | 0 | 0
1977-11-08 | Nov | 8 | 12:00 | 62.96 | 160 | 610.2362 | 36614.1744 | 0 | 0 | 0.043675 | 4.4382e-08 | 0.075934 | 0.014737 | 0.24 | 0.71127 | 0 | 0.80865 | 0.0019122 | 0 | #DIV/0! | #DIV/0! | #DIV/0! | #DIV/0! | 0 | 0 | 0 | 0
1977-11-08 | Nov | 8 | 13:00 | 62.96 | 170 | 905.5118 | 54330.7104 | 0 | 0 | 0.043675 | 4.4382e-08 | 0.075934 | 0.014737 | 0.24 | 0.71127 | 0 | 0.80865 | 0.0019122 | 0 | #DIV/0! | #DIV/0! | #DIV/0! | #DIV/0! | 0 | 0 | 0 | 0
1977-11-08 | Nov | 8 | 14:00 | 60.98 | 180 | 1023.6221 | 61417.3248 | 0 | 0 | 0.043514 | 4.4052e-08 | 0.076219 | 0.014685 | 0.24 | 0.71114 | 0 | 0.80281 | 0.0019195 | 0 | #DIV/0! | #DIV/0! | #DIV/0! | #DIV/0! | 0 | 0 | 0 | 0
1977-11-08 | Nov | 8 | 15:00 | 60.98 | 160 | 708.6614 | 42519.6864 | 0 | 0 | 0.043514 | 4.4052e-08 | 0.076219 | 0.014685 | 0.24 | 0.71114 | 0 | 0.80281 | 0.0019195 | 0 | #DIV/0! | #DIV/0! | #DIV/0! | #DIV/0! | 0 | 0 | 0 | 0
1977-11-08 | Nov | 8 | 16:00 | 60.98 | 160 | 708.6614 | 42519.6864 | 0 | 0 | 0.043514 | 4.4052e-08 | 0.076219 | 0.014685 | 0.24 | 0.71114 | 0 | 0.80281 | 0.0019195 | 0 | #DIV/0! | #DIV/0! | #DIV/0! | #DIV/0! | 0 | 0 | 0 | 0
1977-11-08 | Nov | 8 | 17:00 | 62.06 | 150 | 708.6614 | 42519.6864 | 0 | 0 | 0.043602 | 4.4232e-08 | 0.076063 | 0.014714 | 0.24 | 0.71121 | 0 | 0.80599 | 0.0019155 | 0 | #DIV/0! | #DIV/0! | #DIV/0! | #DIV/0! | 0 | 0 | 0 | 0
1977-11-08 | Nov | 8 | 18:00 | 62.06 | 170 | 708.6614 | 42519.6864 | 0 | 0 | 0.043602 | 4.4232e-08 | 0.076063 | 0.014714 | 0.24 | 0.71121 | 0 | 0.80599 | 0.0019155 | 0 | #DIV/0! | #DIV/0! | #DIV/0! | #DIV/0! | 0 | 0 | 0 | 0
1977-11-08 | Nov | 8 | 19:00 | 62.06 | 160 | 708.6614 | 42519.6864 | 0 | 0 | 0.043602 | 4.4232e-08 | 0.076063 | 0.014714 | 0.24 | 0.71121 | 0 | 0.80599 | 0.0019155 | 0 | #DIV/0! | #DIV/0! | #DIV/0! | #DIV/0! | 0 | 0 | 0 | 0
1977-11-08 | Nov | 8 | 20:00 | 60.98 | 130 | 708.6614 | 42519.6864 | 0 | 0 | 0.043514 | 4.4052e-08 | 0.076219 | 0.014685 | 0.24 | 0.71114 | 0 | 0.80281 | 0.0019195 | 0 | #DIV/0! | #DIV/0! | #DIV/0! | #DIV/0! | 0 | 0 | 0 | 0
1977-11-08 | Nov | 8 | 21:00 | 62.06 | 140 | 807.0866 | 48425.1984 | 0 | 0 | 0.043602 | 4.4232e-08 | 0.076063 | 0.014714 | 0.24 | 0.71121 | 0 | 0.80599 | 0.0019155 | 0 | #DIV/0! | #DIV/0! | #DIV/0! | #DIV/0! | 0 | 0 | 0 | 0
1977-11-08 | Nov | 8 | 22:00 | 60.98 | 140 | 708.6614 | 42519.6864 | 0 | 0 | 0.043514 | 4.4052e-08 | 0.076219 | 0.014685 | 0.24 | 0.71114 | 0 | 0.80281 | 0.0019195 | 0 | #DIV/0! | #DIV/0! | #DIV/0! | #DIV/0! | 0 | 0 | 0 | 0
1977-11-08 | Nov | 8 | 23:00 | 60.98 | 130 | 807.0866 | 48425.1984 | 0 | 0 | 0.043514 | 4.4052e-08 | 0.076219 | 0.014685 | 0.24 | 0.71114 | 0 | 0.80281 | 0.0019195 | 0 | #DIV/0! | #DIV/0! | #DIV/0! | #DIV/0! | 0 | 0 | 0 | 0
1977-11-08 | Nov | 8 | 24:00 | 60.98 | 160 | 1220.4725 | 73228.3488 | 0 | 0 | 0.043514 | 4.4052e-08 | 0.076219 | 0.014685 | 0.24 | 0.71114 | 0 | 0.80281 | 0.0019195 | 0 | #DIV/0! | #DIV/0! | #DIV/0! | #DIV/0! | 0 | 0 | 0 | 0
1977-11-09 | Nov | 9 | 1:00 | 60.98 | 140 | 1417.3229 | 85039.3728 | 0 | 0 | 0.043514 | 4.4052e-08 | 0.076219 | 0.014685 | 0.24 | 0.71114 | 0 | 0.80281 | 0.0019195 | 0 | #DIV/0! | #DIV/0! | #DIV/0! | #DIV/0! | 0 | 0 | 0 | 0
1977-11-09 | Nov | 9 | 2:00 | 60.98 | 150 | 1220.4725 | 73228.3488 | 0 | 0 | 0.043514 | 4.4052e-08 | 0.076219 | 0.014685 | 0.24 | 0.71114 | 0 | 0.80281 | 0.0019195 | 0 | #DIV/0! | #DIV/0! | #DIV/0! | #DIV/0! | 0 | 0 | 0 | 0
1977-11-09 | Nov | 9 | 3:00 | 60.98 | 140 | 1318.8977 | 79133.8608 | 0 | 0 | 0.043514 | 4.4052e-08 | 0.076219 | 0.014685 | 0.24 | 0.71114 | 0 | 0.80281 | 0.0019195 | 0 | #DIV/0! | #DIV/0! | #DIV/0! | #DIV/0! | 0 | 0 | 0 | 0
1977-11-09 | Nov | 9 | 4:00 | 60.98 | 140 | 1515.7481 | 90944.8848 | 0 | 0 | 0.043514 | 4.4052e-08 | 0.076219 | 0.014685 | 0.24 | 0.71114 | 0 | 0.80281 | 0.0019195 | 0 | #DIV/0! | #DIV/0! | #DIV/0! | #DIV/0! | 0 | 0 | 0 | 0
1977-11-09 | Nov | 9 | 5:00 | 60.98 | 150 | 1732.2835 | 103937.0112 | 0 | 0 | 0.043514 | 4.4052e-08 | 0.076219 | 0.014685 | 0.24 | 0.71114 | 0 | 0.80281 | 0.0019195 | 0 | #DIV/0! | #DIV/0! | #DIV/0! | #DIV/0! | 0 | 0 | 0 | 0
1977-11-09 | Nov | 9 | 6:00 | 60.98 | 160 | 1220.4725 | 73228.3488 | 0 | 0 | 0.043514 | 4.4052e-08 | 0.076219 | 0.014685 | 0.24 | 0.71114 | 0 | 0.80281 | 0.0019195 | 0 | #DIV/0! | #DIV/0! | #DIV/0! | #DIV/0! | 0 | 0 | 0 | 0
1977-11-09 | Nov | 9 | 7:00 | 62.06 | 150 | 1515.7481 | 90944.8848 | 0 | 0 | 0.043602 | 4.4232e-08 | 0.076063 | 0.014714 | 0.24 | 0.71121 | 0 | 0.80599 | 0.0019155 | 0 | #DIV/0! | #DIV/0! | #DIV/0! | #DIV/0! | 0 | 0 | 0 | 0
1977-11-09 | Nov | 9 | 8:00 | 62.96 | 180 | 1732.2835 | 103937.0112 | 0 | 0 | 0.043675 | 4.4382e-08 | 0.075934 | 0.014737 | 0.24 | 0.71127 | 0 | 0.80865 | 0.0019122 | 0 | #DIV/0! | #DIV/0! | #DIV/0! | #DIV/0! | 0 | 0 | 0 | 0
1977-11-09 | Nov | 9 | 9:00 | 62.96 | 170 | 1929.1339 | 115748.0352 | 0 | 0 | 0.043675 | 4.4382e-08 | 0.075934 | 0.014737 | 0.24 | 0.71127 | 0 | 0.80865 | 0.0019122 | 0 | #DIV/0! | #DIV/0! | #DIV/0! | #DIV/0! | 0 | 0 | 0 | 0
1977-11-09 | Nov | 9 | 10:00 | 59 | 190 | 1614.1733 | 96850.3968 | 0 | 0 | 0.043354 | 4.3722e-08 | 0.07651 | 0.014634 | 0.24 | 0.71101 | 0 | 0.79695 | 0.0019268 | 0 | #DIV/0! | #DIV/0! | #DIV/0! | #DIV/0! | 0 | 0 | 0 | 0
1977-11-09 | Nov | 9 | 11:00 | 59 | 180 | 1318.8977 | 79133.8608 | 0 | 0 | 0.043354 | 4.3722e-08 | 0.07651 | 0.014634 | 0.24 | 0.71101 | 0 | 0.79695 | 0.0019268 | 0 | #DIV/0! | #DIV/0! | #DIV/0! | #DIV/0! | 0 | 0 | 0 | 0
1977-11-09 | Nov | 9 | 12:00 | 62.06 | 180 | 1515.7481 | 90944.8848 | 0 | 0 | 0.043602 | 4.4232e-08 | 0.076063 | 0.014714 | 0.24 | 0.71121 | 0 | 0.80599 | 0.0019155 | 0 | #DIV/0! | #DIV/0! | #DIV/0! | #DIV/0! | 0 | 0 | 0 | 0
1977-11-09 | Nov | 9 | 13:00 | 64.04 | 210 | 1929.1339 | 115748.0352 | 0 | 0 | 0.043762 | 4.4562e-08 | 0.075778 | 0.014765 | 0.24 | 0.71134 | 0 | 0.81186 | 0.0019083 | 0 | #DIV/0! | #DIV/0! | #DIV/0! | #DIV/0! | 0 | 0 | 0 | 0
1977-11-09 | Nov | 9 | 14:00 | 64.94 | 200 | 1830.7087 | 109842.5232 | 0 | 0 | 0.043835 | 4.4712e-08 | 0.075649 | 0.014788 | 0.24 | 0.7114 | 0 | 0.81454 | 0.001905 | 0 | #DIV/0! | #DIV/0! | #DIV/0! | #DIV/0! | 0 | 0 | 0 | 0
1977-11-09 | Nov | 9 | 15:00 | 64.94 | 190 | 1732.2835 | 103937.0112 | 0 | 0 | 0.043835 | 4.4712e-08 | 0.075649 | 0.014788 | 0.24 | 0.7114 | 0 | 0.81454 | 0.001905 | 0 | #DIV/0! | #DIV/0! | #DIV/0! | #DIV/0! | 0 | 0 | 0 | 0
1977-11-09 | Nov | 9 | 16:00 | 62.06 | 190 | 1515.7481 | 90944.8848 | 0 | 0 | 0.043602 | 4.4232e-08 | 0.076063 | 0.014714 | 0.24 | 0.71121 | 0 | 0.80599 | 0.0019155 | 0 | #DIV/0! | #DIV/0! | #DIV/0! | #DIV/0! | 0 | 0 | 0 | 0
1977-11-09 | Nov | 9 | 17:00 | 60.98 | 220 | 1220.4725 | 73228.3488 | 0 | 0 | 0.043514 | 4.4052e-08 | 0.076219 | 0.014685 | 0.24 | 0.71114 | 0 | 0.80281 | 0.0019195 | 0 | #DIV/0! | #DIV/0! | #DIV/0! | #DIV/0! | 0 | 0 | 0 | 0
1977-11-09 | Nov | 9 | 18:00 | 53.96 | 260 | 1830.7087 | 109842.5232 | 0 | 0 | 0.042945 | 4.2882e-08 | 0.077266 | 0.014503 | 0.24 | 0.71067 | 0 | 0.78209 | 0.0019457 | 0 | #DIV/0! | #DIV/0! | #DIV/0! | #DIV/0! | 0 | 0 | 0 | 0
1977-11-09 | Nov | 9 | 19:00 | 44.96 | 250 | 1929.1339 | 115748.0352 | 0 | 0 | 0.042157 | 4.1382e-08 | 0.078646 | 0.014269 | 0.24 | 0.70907 | 0 | 0.75597 | 0.0019804 | 0 | #DIV/0! | #DIV/0! | #DIV/0! | #DIV/0! | 0 | 0 | 0 | 0
1977-11-09 | Nov | 9 | 20:00 | 42.98 | 240 | 1614.1733 | 96850.3968 | 0 | 0 | 0.041974 | 4.1052e-08 | 0.078955 | 0.014217 | 0.24 | 0.70854 | 0 | 0.75029 | 0.0019882 | 0 | #DIV/0! | #DIV/0! | #DIV/0! | #DIV/0! | 0 | 0 | 0 | 0
1977-11-09 | Nov | 9 | 21:00 | 41 | 240 | 1929.1339 | 115748.0352 | 0 | 0 | 0.04179 | 4.0722e-08 | 0.079264 | 0.014166 | 0.24 | 0.70801 | 0 | 0.74466 | 0.001996 | 0 | #DIV/0! | #DIV/0! | #DIV/0! | #DIV/0! | 0 | 0 | 0 | 0
1977-11-09 | Nov | 9 | 22:00 | 39.02 | 230 | 2125.9843 | 127559.0592 | 0 | 0 | 0.041675 | 4.0447e-08 | 0.079579 | 0.014115 | 0.24 | 0.70863 | 0 | 0.73902 | 0.0020039 | 0 | #DIV/0! | #DIV/0! | #DIV/0! | #DIV/0! | 0 | 0 | 0 | 0
1977-11-09 | Nov | 9 | 23:00 | 37.94 | 240 | 2125.9843 | 127559.0592 | 0 | 0 | 0.04165 | 4.0327e-08 | 0.079754 | 0.014086 | 0.24 | 0.70961 | 0 | 0.73593 | 0.0020083 | 0 | #DIV/0! | #DIV/0! | #DIV/0! | #DIV/0! | 0 | 0 | 0 | 0
1977-11-09 | Nov | 9 | 24:00 | 37.94 | 240 | 1830.7087 | 109842.5232 | 0 | 0 | 0.04165 | 4.0327e-08 | 0.079754 | 0.014086 | 0.24 | 0.70961 | 0 | 0.73593 | 0.0020083 | 0 | #DIV/0! | #DIV/0! | #DIV/0! | #DIV/0! | 0 | 0 | 0 | 0
1977-11-10 | Nov | 10 | 1:00 | 37.94 | 240 | 1515.7481 | 90944.8848 | 0 | 0 | 0.04165 | 4.0327e-08 | 0.079754 | 0.014086 | 0.24 | 0.70961 | 0 | 0.73593 | 0.0020083 | 0 | #DIV/0! | #DIV/0! | #DIV/0! | #DIV/0! | 0 | 0 | 0 | 0
1977-11-10 | Nov | 10 | 2:00 | 37.04 | 230 | 1732.2835 | 103937.0112 | 0 | 0 | 0.041629 | 4.0227e-08 | 0.0799 | 0.014063 | 0.24 | 0.71044 | 0 | 0.73337 | 0.0020119 | 0 | #DIV/0! | #DIV/0! | #DIV/0! | #DIV/0! | 0 | 0 | 0 | 0
1977-11-10 | Nov | 10 | 3:00 | 37.04 | 230 | 1614.1733 | 96850.3968 | 0 | 0 | 0.041629 | 4.0227e-08 | 0.0799 | 0.014063 | 0.24 | 0.71044 | 0 | 0.73337 | 0.0020119 | 0 | #DIV/0! | #DIV/0! | #DIV/0! | #DIV/0! | 0 | 0 | 0 | 0
1977-11-10 | Nov | 10 | 4:00 | 35.96 | 230 | 2224.4095 | 133464.5712 | 0 | 0 | 0.041604 | 4.0107e-08 | 0.080074 | 0.014035 | 0.24 | 0.71143 | 0 | 0.73031 | 0.0020163 | 0 | #DIV/0! | #DIV/0! | #DIV/0! | #DIV/0! | 0 | 0 | 0 | 0
1977-11-10 | Nov | 10 | 5:00 | 35.06 | 220 | 1830.7087 | 109842.5232 | 0 | 0 | 0.041583 | 4.0007e-08 | 0.08022 | 0.014012 | 0.24 | 0.71226 | 0 | 0.72776 | 0.00202 | 0 | #DIV/0! | #DIV/0! | #DIV/0! | #DIV/0! | 0 | 0 | 0 | 0
1977-11-10 | Nov | 10 | 6:00 | 35.06 | 210 | 1732.2835 | 103937.0112 | 0 | 0 | 0.041583 | 4.0007e-08 | 0.08022 | 0.014012 | 0.24 | 0.71226 | 0 | 0.72776 | 0.00202 | 0 | #DIV/0! | #DIV/0! | #DIV/0! | #DIV/0! | 0 | 0 | 0 | 0
1977-11-10 | Nov | 10 | 7:00 | 35.06 | 220 | 1830.7087 | 109842.5232 | 0 | 0 | 0.041583 | 4.0007e-08 | 0.08022 | 0.014012 | 0.24 | 0.71226 | 0 | 0.72776 | 0.00202 | 0 | #DIV/0! | #DIV/0! | #DIV/0! | #DIV/0! | 0 | 0 | 0 | 0
1977-11-10 | Nov | 10 | 8:00 | 35.06 | 210 | 1614.1733 | 96850.3968 | 0 | 0 | 0.041583 | 4.0007e-08 | 0.08022 | 0.014012 | 0.24 | 0.71226 | 0 | 0.72776 | 0.00202 | 0 | #DIV/0! | #DIV/0! | #DIV/0! | #DIV/0! | 0 | 0 | 0 | 0
1977-11-10 | Nov | 10 | 9:00 | 35.06 | 230 | 1830.7087 | 109842.5232 | 0 | 0 | 0.041583 | 4.0007e-08 | 0.08022 | 0.014012 | 0.24 | 0.71226 | 0 | 0.72776 | 0.00202 | 0 | #DIV/0! | #DIV/0! | #DIV/0! | #DIV/0! | 0 | 0 | 0 | 0
1977-11-10 | Nov | 10 | 10:00 | 35.06 | 210 | 1614.1733 | 96850.3968 | 0 | 0 | 0.041583 | 4.0007e-08 | 0.08022 | 0.014012 | 0.24 | 0.71226 | 0 | 0.72776 | 0.00202 | 0 | #DIV/0! | #DIV/0! | #DIV/0! | #DIV/0! | 0 | 0 | 0 | 0
1977-11-10 | Nov | 10 | 11:00 | 35.06 | 230 | 1417.3229 | 85039.3728 | 0 | 0 | 0.041583 | 4.0007e-08 | 0.08022 | 0.014012 | 0.24 | 0.71226 | 0 | 0.72776 | 0.00202 | 0 | #DIV/0! | #DIV/0! | #DIV/0! | #DIV/0! | 0 | 0 | 0 | 0
1977-11-10 | Nov | 10 | 12:00 | 35.06 | 250 | 2027.5591 | 121653.5472 | 0 | 0 | 0.041583 | 4.0007e-08 | 0.08022 | 0.014012 | 0.24 | 0.71226 | 0 | 0.72776 | 0.00202 | 0 | #DIV/0! | #DIV/0! | #DIV/0! | #DIV/0! | 0 | 0 | 0 | 0
1977-11-10 | Nov | 10 | 13:00 | 35.06 | 240 | 1830.7087 | 109842.5232 | 0 | 0 | 0.041583 | 4.0007e-08 | 0.08022 | 0.014012 | 0.24 | 0.71226 | 0 | 0.72776 | 0.00202 | 0 | #DIV/0! | #DIV/0! | #DIV/0! | #DIV/0! | 0 | 0 | 0 | 0
1977-11-10 | Nov | 10 | 14:00 | 35.06 | 240 | 1614.1733 | 96850.3968 | 0 | 0 | 0.041583 | 4.0007e-08 | 0.08022 | 0.014012 | 0.24 | 0.71226 | 0 | 0.72776 | 0.00202 | 0 | #DIV/0! | #DIV/0! | #DIV/0! | #DIV/0! | 0 | 0 | 0 | 0
1977-11-10 | Nov | 10 | 15:00 | 35.96 | 250 | 1515.7481 | 90944.8848 | 0 | 0 | 0.041604 | 4.0107e-08 | 0.080074 | 0.014035 | 0.24 | 0.71143 | 0 | 0.73031 | 0.0020163 | 0 | #DIV/0! | #DIV/0! | #DIV/0! | #DIV/0! | 0 | 0 | 0 | 0
1977-11-10 | Nov | 10 | 16:00 | 35.06 | 260 | 1830.7087 | 109842.5232 | 0 | 0 | 0.041583 | 4.0007e-08 | 0.08022 | 0.014012 | 0.24 | 0.71226 | 0 | 0.72776 | 0.00202 | 0 | #DIV/0! | #DIV/0! | #DIV/0! | #DIV/0! | 0 | 0 | 0 | 0
1977-11-10 | Nov | 10 | 17:00 | 35.06 | 270 | 1830.7087 | 109842.5232 | 0 | 0 | 0.041583 | 4.0007e-08 | 0.08022 | 0.014012 | 0.24 | 0.71226 | 0 | 0.72776 | 0.00202 | 0 | #DIV/0! | #DIV/0! | #DIV/0! | #DIV/0! | 0 | 0 | 0 | 0
1977-11-10 | Nov | 10 | 18:00 | 35.06 | 260 | 1614.1733 | 96850.3968 | 0 | 0 | 0.041583 | 4.0007e-08 | 0.08022 | 0.014012 | 0.24 | 0.71226 | 0 | 0.72776 | 0.00202 | 0 | #DIV/0! | #DIV/0! | #DIV/0! | #DIV/0! | 0 | 0 | 0 | 0
1977-11-10 | Nov | 10 | 19:00 | 35.06 | 270 | 1614.1733 | 96850.3968 | 0 | 0 | 0.041583 | 4.0007e-08 | 0.08022 | 0.014012 | 0.24 | 0.71226 | 0 | 0.72776 | 0.00202 | 0 | #DIV/0! | #DIV/0! | #DIV/0! | #DIV/0! | 0 | 0 | 0 | 0
1977-11-10 | Nov | 10 | 20:00 | 35.06 | 280 | 1417.3229 | 85039.3728 | 0 | 0 | 0.041583 | 4.0007e-08 | 0.08022 | 0.014012 | 0.24 | 0.71226 | 0 | 0.72776 | 0.00202 | 0 | #DIV/0! | #DIV/0! | #DIV/0! | #DIV/0! | 0 | 0 | 0 | 0
1977-11-10 | Nov | 10 | 21:00 | 35.06 | 290 | 1023.6221 | 61417.3248 | 0 | 0 | 0.041583 | 4.0007e-08 | 0.08022 | 0.014012 | 0.24 | 0.71226 | 0 | 0.72776 | 0.00202 | 0 | #DIV/0! | #DIV/0! | #DIV/0! | #DIV/0! | 0 | 0 | 0 | 0
1977-11-10 | Nov | 10 | 22:00 | 35.06 | 270 | 1732.2835 | 103937.0112 | 0 | 0 | 0.041583 | 4.0007e-08 | 0.08022 | 0.014012 | 0.24 | 0.71226 | 0 | 0.72776 | 0.00202 | 0 | #DIV/0! | #DIV/0! | #DIV/0! | #DIV/0! | 0 | 0 | 0 | 0
1977-11-10 | Nov | 10 | 23:00 | 35.96 | 280 | 1614.1733 | 96850.3968 | 0 | 0 | 0.041604 | 4.0107e-08 | 0.080074 | 0.014035 | 0.24 | 0.71143 | 0 | 0.73031 | 0.0020163 | 0 | #DIV/0! | #DIV/0! | #DIV/0! | #DIV/0! | 0 | 0 | 0 | 0
1977-11-10 | Nov | 10 | 24:00 | 37.04 | 300 | 1220.4725 | 73228.3488 | 0 | 0 | 0.041629 | 4.0227e-08 | 0.0799 | 0.014063 | 0.24 | 0.71044 | 0 | 0.73337 | 0.0020119 | 0 | #DIV/0! | #DIV/0! | #DIV/0! | #DIV/0! | 0 | 0 | 0 | 0
1977-11-11 | Nov | 11 | 1:00 | 35.96 | 310 | 1515.7481 | 90944.8848 | 0 | 0 | 0.041604 | 4.0107e-08 | 0.080074 | 0.014035 | 0.24 | 0.71143 | 0 | 0.73031 | 0.0020163 | 0 | #DIV/0! | #DIV/0! | #DIV/0! | #DIV/0! | 0 | 0 | 0 | 0
1977-11-11 | Nov | 11 | 2:00 | 35.96 | 280 | 1417.3229 | 85039.3728 | 0 | 0 | 0.041604 | 4.0107e-08 | 0.080074 | 0.014035 | 0.24 | 0.71143 | 0 | 0.73031 | 0.0020163 | 0 | #DIV/0! | #DIV/0! | #DIV/0! | #DIV/0! | 0 | 0 | 0 | 0
1977-11-11 | Nov | 11 | 3:00 | 35.06 | 270 | 1318.8977 | 79133.8608 | 0 | 0 | 0.041583 | 4.0007e-08 | 0.08022 | 0.014012 | 0.24 | 0.71226 | 0 | 0.72776 | 0.00202 | 0 | #DIV/0! | #DIV/0! | #DIV/0! | #DIV/0! | 0 | 0 | 0 | 0
1977-11-11 | Nov | 11 | 4:00 | 33.98 | 290 | 1515.7481 | 90944.8848 | 0 | 0 | 0.041558 | 3.9887e-08 | 0.080395 | 0.013983 | 0.24 | 0.71327 | 0 | 0.72473 | 0.0020244 | 0 | #DIV/0! | #DIV/0! | #DIV/0! | #DIV/0! | 0 | 0 | 0 | 0
1977-11-11 | Nov | 11 | 5:00 | 33.08 | 300 | 1417.3229 | 85039.3728 | 0 | 0 | 0.041537 | 3.9787e-08 | 0.080541 | 0.01396 | 0.24 | 0.7141 | 0 | 0.7222 | 0.0020281 | 0 | #DIV/0! | #DIV/0! | #DIV/0! | #DIV/0! | 0 | 0 | 0 | 0
1977-11-11 | Nov | 11 | 6:00 | 33.08 | 300 | 1614.1733 | 96850.3968 | 0 | 0 | 0.041537 | 3.9787e-08 | 0.080541 | 0.01396 | 0.24 | 0.7141 | 0 | 0.7222 | 0.0020281 | 0 | #DIV/0! | #DIV/0! | #DIV/0! | #DIV/0! | 0 | 0 | 0 | 0
1977-11-11 | Nov | 11 | 7:00 | 30.92 | 280 | 1515.7481 | 90944.8848 | 0 | 0 | 0.041487 | 3.9547e-08 | 0.080891 | 0.013904 | 0.24 | 0.71612 | 0 | 0.71619 | 0.002037 | 0 | #DIV/0! | #DIV/0! | #DIV/0! | #DIV/0! | 0 | 0 | 0 | 0
1977-11-11 | Nov | 11 | 8:00 | 32 | 270 | 1515.7481 | 90944.8848 | 0 | 0 | 0.041512 | 3.9667e-08 | 0.080716 | 0.013932 | 0.24 | 0.71511 | 0 | 0.71919 | 0.0020325 | 0 | #DIV/0! | #DIV/0! | #DIV/0! | #DIV/0! | 0 | 0 | 0 | 0
1977-11-11 | Nov | 11 | 9:00 | 33.08 | 280 | 1515.7481 | 90944.8848 | 0 | 0 | 0.041537 | 3.9787e-08 | 0.080541 | 0.01396 | 0.24 | 0.7141 | 0 | 0.7222 | 0.0020281 | 0 | #DIV/0! | #DIV/0! | #DIV/0! | #DIV/0! | 0 | 0 | 0 | 0
1977-11-11 | Nov | 11 | 10:00 | 35.96 | 300 | 1515.7481 | 90944.8848 | 0 | 0 | 0.041604 | 4.0107e-08 | 0.080074 | 0.014035 | 0.24 | 0.71143 | 0 | 0.73031 | 0.0020163 | 0 | #DIV/0! | #DIV/0! | #DIV/0! | #DIV/0! | 0 | 0 | 0 | 0
1977-11-11 | Nov | 11 | 11:00 | 35.96 | 300 | 1515.7481 | 90944.8848 | 0 | 0 | 0.041604 | 4.0107e-08 | 0.080074 | 0.014035 | 0.24 | 0.71143 | 0 | 0.73031 | 0.0020163 | 0 | #DIV/0! | #DIV/0! | #DIV/0! | #DIV/0! | 0 | 0 | 0 | 0
1977-11-11 | Nov | 11 | 12:00 | 39.02 | 300 | 1515.7481 | 90944.8848 | 0 | 0 | 0.041675 | 4.0447e-08 | 0.079579 | 0.014115 | 0.24 | 0.70863 | 0 | 0.73902 | 0.0020039 | 0 | #DIV/0! | #DIV/0! | #DIV/0! | #DIV/0! | 0 | 0 | 0 | 0
1977-11-11 | Nov | 11 | 13:00 | 37.04 | 290 | 1417.3229 | 85039.3728 | 0 | 0 | 0.041629 | 4.0227e-08 | 0.0799 | 0.014063 | 0.24 | 0.71044 | 0 | 0.73337 | 0.0020119 | 0 | #DIV/0! | #DIV/0! | #DIV/0! | #DIV/0! | 0 | 0 | 0 | 0
1977-11-11 | Nov | 11 | 14:00 | 37.94 | 310 | 1614.1733 | 96850.3968 | 0 | 0 | 0.04165 | 4.0327e-08 | 0.079754 | 0.014086 | 0.24 | 0.70961 | 0 | 0.73593 | 0.0020083 | 0 | #DIV/0! | #DIV/0! | #DIV/0! | #DIV/0! | 0 | 0 | 0 | 0
1977-11-11 | Nov | 11 | 15:00 | 37.04 | 300 | 1318.8977 | 79133.8608 | 0 | 0 | 0.041629 | 4.0227e-08 | 0.0799 | 0.014063 | 0.24 | 0.71044 | 0 | 0.73337 | 0.0020119 | 0 | #DIV/0! | #DIV/0! | #DIV/0! | #DIV/0! | 0 | 0 | 0 | 0
1977-11-11 | Nov | 11 | 16:00 | 37.04 | 310 | 1220.4725 | 73228.3488 | 0 | 0 | 0.041629 | 4.0227e-08 | 0.0799 | 0.014063 | 0.24 | 0.71044 | 0 | 0.73337 | 0.0020119 | 0 | #DIV/0! | #DIV/0! | #DIV/0! | #DIV/0! | 0 | 0 | 0 | 0
1977-11-11 | Nov | 11 | 17:00 | 35.06 | 290 | 708.6614 | 42519.6864 | 0 | 0 | 0.041583 | 4.0007e-08 | 0.08022 | 0.014012 | 0.24 | 0.71226 | 0 | 0.72776 | 0.00202 | 0 | #DIV/0! | #DIV/0! | #DIV/0! | #DIV/0! | 0 | 0 | 0 | 0
1977-11-11 | Nov | 11 | 18:00 | 32 | 280 | 610.2362 | 36614.1744 | 0 | 0 | 0.041512 | 3.9667e-08 | 0.080716 | 0.013932 | 0.24 | 0.71511 | 0 | 0.71919 | 0.0020325 | 0 | #DIV/0! | #DIV/0! | #DIV/0! | #DIV/0! | 0 | 0 | 0 | 0
1977-11-11 | Nov | 11 | 19:00 | 30.92 | 260 | 511.811 | 30708.6624 | 0 | 0 | 0.041487 | 3.9547e-08 | 0.080891 | 0.013904 | 0.24 | 0.71612 | 0 | 0.71619 | 0.002037 | 0 | #DIV/0! | #DIV/0! | #DIV/0! | #DIV/0! | 0 | 0 | 0 | 0
1977-11-11 | Nov | 11 | 20:00 | 28.94 | 270 | 708.6614 | 42519.6864 | 0 | 0 | 0.041368 | 3.9268e-08 | 0.081219 | 0.013852 | 0.24 | 0.71671 | 0 | 0.71065 | 0.0020452 | 0 | #DIV/0! | #DIV/0! | #DIV/0! | #DIV/0! | 0 | 0 | 0 | 0
1977-11-11 | Nov | 11 | 21:00 | 28.94 | 300 | 610.2362 | 36614.1744 | 0 | 0 | 0.041368 | 3.9268e-08 | 0.081219 | 0.013852 | 0.24 | 0.71671 | 0 | 0.71065 | 0.0020452 | 0 | #DIV/0! | #DIV/0! | #DIV/0! | #DIV/0! | 0 | 0 | 0 | 0
1977-11-11 | Nov | 11 | 22:00 | 30.02 | 310 | 708.6614 | 42519.6864 | 0 | 0 | 0.041466 | 3.9447e-08 | 0.081037 | 0.013881 | 0.24 | 0.71697 | 0 | 0.71369 | 0.0020407 | 0 | #DIV/0! | #DIV/0! | #DIV/0! | #DIV/0! | 0 | 0 | 0 | 0
1977-11-11 | Nov | 11 | 23:00 | 28.94 | 310 | 807.0866 | 48425.1984 | 0 | 0 | 0.041368 | 3.9268e-08 | 0.081219 | 0.013852 | 0.24 | 0.71671 | 0 | 0.71065 | 0.0020452 | 0 | #DIV/0! | #DIV/0! | #DIV/0! | #DIV/0! | 0 | 0 | 0 | 0
1977-11-11 | Nov | 11 | 24:00 | 28.04 | 320 | 905.5118 | 54330.7104 | 0 | 0 | 0.041284 | 3.9118e-08 | 0.081371 | 0.013829 | 0.24 | 0.71648 | 0 | 0.70812 | 0.002049 | 0 | #DIV/0! | #DIV/0! | #DIV/0! | #DIV/0! | 0 | 0 | 0 | 0
1977-11-12 | Nov | 12 | 1:00 | 26.96 | 320 | 1023.6221 | 61417.3248 | 0 | 0 | 0.041184 | 3.8938e-08 | 0.081554 | 0.013801 | 0.24 | 0.7162 | 0 | 0.70511 | 0.0020536 | 0 | #DIV/0! | #DIV/0! | #DIV/0! | #DIV/0! | 0 | 0 | 0 | 0
1977-11-12 | Nov | 12 | 2:00 | 28.04 | 330 | 1220.4725 | 73228.3488 | 0 | 0 | 0.041284 | 3.9118e-08 | 0.081371 | 0.013829 | 0.24 | 0.71648 | 0 | 0.70812 | 0.002049 | 0 | #DIV/0! | #DIV/0! | #DIV/0! | #DIV/0! | 0 | 0 | 0 | 0
1977-11-12 | Nov | 12 | 3:00 | 26.96 | 320 | 1220.4725 | 73228.3488 | 0 | 0 | 0.041184 | 3.8938e-08 | 0.081554 | 0.013801 | 0.24 | 0.7162 | 0 | 0.70511 | 0.0020536 | 0 | #DIV/0! | #DIV/0! | #DIV/0! | #DIV/0! | 0 | 0 | 0 | 0
1977-11-12 | Nov | 12 | 4:00 | 26.06 | 340 | 1318.8977 | 79133.8608 | 0 | 0 | 0.041101 | 3.8788e-08 | 0.081706 | 0.013778 | 0.24 | 0.71596 | 0 | 0.7026 | 0.0020574 | 0 | #DIV/0! | #DIV/0! | #DIV/0! | #DIV/0! | 0 | 0 | 0 | 0
1977-11-12 | Nov | 12 | 5:00 | 24.08 | 320 | 905.5118 | 54330.7104 | 0 | 0 | 0.040917 | 3.8458e-08 | 0.08204 | 0.013726 | 0.24 | 0.71544 | 0 | 0.69712 | 0.0020658 | 0 | #DIV/0! | #DIV/0! | #DIV/0! | #DIV/0! | 0 | 0 | 0 | 0
1977-11-12 | Nov | 12 | 6:00 | 24.98 | 350 | 1122.0473 | 67322.8368 | 0 | 0 | 0.041001 | 3.8608e-08 | 0.081888 | 0.013749 | 0.24 | 0.71568 | 0 | 0.6996 | 0.0020619 | 0 | #DIV/0! | #DIV/0! | #DIV/0! | #DIV/0! | 0 | 0 | 0 | 0
1977-11-12 | Nov | 12 | 7:00 | 24.08 | 320 | 1220.4725 | 73228.3488 | 0 | 0 | 0.040917 | 3.8458e-08 | 0.08204 | 0.013726 | 0.24 | 0.71544 | 0 | 0.69712 | 0.0020658 | 0 | #DIV/0! | #DIV/0! | #DIV/0! | #DIV/0! | 0 | 0 | 0 | 0
1977-11-12 | Nov | 12 | 8:00 | 26.96 | 350 | 1614.1733 | 96850.3968 | 0 | 0 | 0.041184 | 3.8938e-08 | 0.081554 | 0.013801 | 0.24 | 0.7162 | 0 | 0.70511 | 0.0020536 | 0 | #DIV/0! | #DIV/0! | #DIV/0! | #DIV/0! | 0 | 0 | 0 | 0
1977-11-12 | Nov | 12 | 9:00 | 30.02 | 350 | 1732.2835 | 103937.0112 | 0 | 0 | 0.041466 | 3.9447e-08 | 0.081037 | 0.013881 | 0.24 | 0.71697 | 0 | 0.71369 | 0.0020407 | 0 | #DIV/0! | #DIV/0! | #DIV/0! | #DIV/0! | 0 | 0 | 0 | 0
1977-11-12 | Nov | 12 | 10:00 | 33.98 | 340 | 1830.7087 | 109842.5232 | 0 | 0 | 0.041558 | 3.9887e-08 | 0.080395 | 0.013983 | 0.24 | 0.71327 | 0 | 0.72473 | 0.0020244 | 0 | #DIV/0! | #DIV/0! | #DIV/0! | #DIV/0! | 0 | 0 | 0 | 0
1977-11-12 | Nov | 12 | 11:00 | 35.06 | 340 | 1220.4725 | 73228.3488 | 0 | 0 | 0.041583 | 4.0007e-08 | 0.08022 | 0.014012 | 0.24 | 0.71226 | 0 | 0.72776 | 0.00202 | 0 | #DIV/0! | #DIV/0! | #DIV/0! | #DIV/0! | 0 | 0 | 0 | 0
1977-11-12 | Nov | 12 | 12:00 | 37.04 | 350 | 1318.8977 | 79133.8608 | 0 | 0 | 0.041629 | 4.0227e-08 | 0.0799 | 0.014063 | 0.24 | 0.71044 | 0 | 0.73337 | 0.0020119 | 0 | #DIV/0! | #DIV/0! | #DIV/0! | #DIV/0! | 0 | 0 | 0 | 0
1977-11-12 | Nov | 12 | 13:00 | 35.96 | 320 | 1220.4725 | 73228.3488 | 0 | 0 | 0.041604 | 4.0107e-08 | 0.080074 | 0.014035 | 0.24 | 0.71143 | 0 | 0.73031 | 0.0020163 | 0 | #DIV/0! | #DIV/0! | #DIV/0! | #DIV/0! | 0 | 0 | 0 | 0
1977-11-12 | Nov | 12 | 14:00 | 37.04 | 330 | 1122.0473 | 67322.8368 | 0 | 0 | 0.041629 | 4.0227e-08 | 0.0799 | 0.014063 | 0.24 | 0.71044 | 0 | 0.73337 | 0.0020119 | 0 | #DIV/0! | #DIV/0! | #DIV/0! | #DIV/0! | 0 | 0 | 0 | 0
1977-11-12 | Nov | 12 | 15:00 | 35.96 | 330 | 905.5118 | 54330.7104 | 0 | 0 | 0.041604 | 4.0107e-08 | 0.080074 | 0.014035 | 0.24 | 0.71143 | 0 | 0.73031 | 0.0020163 | 0 | #DIV/0! | #DIV/0! | #DIV/0! | #DIV/0! | 0 | 0 | 0 | 0
1977-11-12 | Nov | 12 | 16:00 | 35.96 | 350 | 1023.6221 | 61417.3248 | 0 | 0 | 0.041604 | 4.0107e-08 | 0.080074 | 0.014035 | 0.24 | 0.71143 | 0 | 0.73031 | 0.0020163 | 0 | #DIV/0! | #DIV/0! | #DIV/0! | #DIV/0! | 0 | 0 | 0 | 0
1977-11-12 | Nov | 12 | 17:00 | 32 | 350 | 708.6614 | 42519.6864 | 0 | 0 | 0.041512 | 3.9667e-08 | 0.080716 | 0.013932 | 0.24 | 0.71511 | 0 | 0.71919 | 0.0020325 | 0 | #DIV/0! | #DIV/0! | #DIV/0! | #DIV/0! | 0 | 0 | 0 | 0
1977-11-12 | Nov | 12 | 18:00 | 30.92 | 350 | 708.6614 | 42519.6864 | 0 | 0 | 0.041487 | 3.9547e-08 | 0.080891 | 0.013904 | 0.24 | 0.71612 | 0 | 0.71619 | 0.002037 | 0 | #DIV/0! | #DIV/0! | #DIV/0! | #DIV/0! | 0 | 0 | 0 | 0
1977-11-12 | Nov | 12 | 19:00 | 30.92 | 350 | 807.0866 | 48425.1984 | 0 | 0 | 0.041487 | 3.9547e-08 | 0.080891 | 0.013904 | 0.24 | 0.71612 | 0 | 0.71619 | 0.002037 | 0 | #DIV/0! | #DIV/0! | #DIV/0! | #DIV/0! | 0 | 0 | 0 | 0
1977-11-12 | Nov | 12 | 20:00 | 28.04 | 350 | 610.2362 | 36614.1744 | 0 | 0 | 0.041284 | 3.9118e-08 | 0.081371 | 0.013829 | 0.24 | 0.71648 | 0 | 0.70812 | 0.002049 | 0 | #DIV/0! | #DIV/0! | #DIV/0! | #DIV/0! | 0 | 0 | 0 | 0
1977-11-12 | Nov | 12 | 21:00 | 28.04 | 310 | 511.811 | 30708.6624 | 0 | 0 | 0.041284 | 3.9118e-08 | 0.081371 | 0.013829 | 0.24 | 0.71648 | 0 | 0.70812 | 0.002049 | 0 | #DIV/0! | #DIV/0! | #DIV/0! | #DIV/0! | 0 | 0 | 0 | 0
1977-11-12 | Nov | 12 | 22:00 | 28.04 | 330 | 807.0866 | 48425.1984 | 0 | 0 | 0.041284 | 3.9118e-08 | 0.081371 | 0.013829 | 0.24 | 0.71648 | 0 | 0.70812 | 0.002049 | 0 | #DIV/0! | #DIV/0! | #DIV/0! | #DIV/0! | 0 | 0 | 0 | 0
1977-11-12 | Nov | 12 | 23:00 | 26.06 | 320 | 708.6614 | 42519.6864 | 0 | 0 | 0.041101 | 3.8788e-08 | 0.081706 | 0.013778 | 0.24 | 0.71596 | 0 | 0.7026 | 0.0020574 | 0 | #DIV/0! | #DIV/0! | #DIV/0! | #DIV/0! | 0 | 0 | 0 | 0
1977-11-12 | Nov | 12 | 24:00 | 24.98 | 310 | 511.811 | 30708.6624 | 0 | 0 | 0.041001 | 3.8608e-08 | 0.081888 | 0.013749 | 0.24 | 0.71568 | 0 | 0.6996 | 0.0020619 | 0 | #DIV/0! | #DIV/0! | #DIV/0! | #DIV/0! | 0 | 0 | 0 | 0
1977-11-13 | Nov | 13 | 1:00 | 24.98 | 310 | 511.811 | 30708.6624 | 0 | 0 | 0.041001 | 3.8608e-08 | 0.081888 | 0.013749 | 0.24 | 0.71568 | 0 | 0.6996 | 0.0020619 | 0 | #DIV/0! | #DIV/0! | #DIV/0! | #DIV/0! | 0 | 0 | 0 | 0
1977-11-13 | Nov | 13 | 2:00 | 26.06 | 310 | 413.3858 | 24803.1504 | 0 | 0 | 0.041101 | 3.8788e-08 | 0.081706 | 0.013778 | 0.24 | 0.71596 | 0 | 0.7026 | 0.0020574 | 0 | #DIV/0! | #DIV/0! | #DIV/0! | #DIV/0! | 0 | 0 | 0 | 0
1977-11-13 | Nov | 13 | 3:00 | 26.96 | 310 | 610.2362 | 36614.1744 | 0 | 0 | 0.041184 | 3.8938e-08 | 0.081554 | 0.013801 | 0.24 | 0.7162 | 0 | 0.70511 | 0.0020536 | 0 | #DIV/0! | #DIV/0! | #DIV/0! | #DIV/0! | 0 | 0 | 0 | 0
1977-11-13 | Nov | 13 | 4:00 | 28.94 | 300 | 413.3858 | 24803.1504 | 0 | 0 | 0.041368 | 3.9268e-08 | 0.081219 | 0.013852 | 0.24 | 0.71671 | 0 | 0.71065 | 0.0020452 | 0 | #DIV/0! | #DIV/0! | #DIV/0! | #DIV/0! | 0 | 0 | 0 | 0
1977-11-13 | Nov | 13 | 5:00 | 28.04 | 300 | 295.2756 | 17716.536 | 0 | 0 | 0.041284 | 3.9118e-08 | 0.081371 | 0.013829 | 0.24 | 0.71648 | 0 | 0.70812 | 0.002049 | 0 | #DIV/0! | #DIV/0! | #DIV/0! | #DIV/0! | 0 | 0 | 0 | 0
1977-11-13 | Nov | 13 | 6:00 | 26.96 | 290 | 511.811 | 30708.6624 | 0 | 0 | 0.041184 | 3.8938e-08 | 0.081554 | 0.013801 | 0.24 | 0.7162 | 0 | 0.70511 | 0.0020536 | 0 | #DIV/0! | #DIV/0! | #DIV/0! | #DIV/0! | 0 | 0 | 0 | 0
1977-11-13 | Nov | 13 | 7:00 | 24.08 | 160 | 511.811 | 30708.6624 | 0 | 0 | 0.040917 | 3.8458e-08 | 0.08204 | 0.013726 | 0.24 | 0.71544 | 0 | 0.69712 | 0.0020658 | 0 | #DIV/0! | #DIV/0! | #DIV/0! | #DIV/0! | 0 | 0 | 0 | 0
1977-11-13 | Nov | 13 | 8:00 | 30.02 | 190 | 413.3858 | 24803.1504 | 0 | 0 | 0.041466 | 3.9447e-08 | 0.081037 | 0.013881 | 0.24 | 0.71697 | 0 | 0.71369 | 0.0020407 | 0 | #DIV/0! | #DIV/0! | #DIV/0! | #DIV/0! | 0 | 0 | 0 | 0
1977-11-13 | Nov | 13 | 9:00 | 33.08 | 160 | 708.6614 | 42519.6864 | 0 | 0 | 0.041537 | 3.9787e-08 | 0.080541 | 0.01396 | 0.24 | 0.7141 | 0 | 0.7222 | 0.0020281 | 0 | #DIV/0! | #DIV/0! | #DIV/0! | #DIV/0! | 0 | 0 | 0 | 0
1977-11-13 | Nov | 13 | 10:00 | 37.94 | 190 | 807.0866 | 48425.1984 | 0 | 0 | 0.04165 | 4.0327e-08 | 0.079754 | 0.014086 | 0.24 | 0.70961 | 0 | 0.73593 | 0.0020083 | 0 | #DIV/0! | #DIV/0! | #DIV/0! | #DIV/0! | 0 | 0 | 0 | 0
1977-11-13 | Nov | 13 | 11:00 | 39.92 | 170 | 905.5118 | 54330.7104 | 0 | 0 | 0.041696 | 4.0547e-08 | 0.079433 | 0.014138 | 0.24 | 0.70781 | 0 | 0.74161 | 0.0020003 | 0 | #DIV/0! | #DIV/0! | #DIV/0! | #DIV/0! | 0 | 0 | 0 | 0
1977-11-13 | Nov | 13 | 12:00 | 39.92 | 200 | 1122.0473 | 67322.8368 | 0 | 0 | 0.041696 | 4.0547e-08 | 0.079433 | 0.014138 | 0.24 | 0.70781 | 0 | 0.74161 | 0.0020003 | 0 | #DIV/0! | #DIV/0! | #DIV/0! | #DIV/0! | 0 | 0 | 0 | 0
1977-11-13 | Nov | 13 | 13:00 | 39.92 | 170 | 1220.4725 | 73228.3488 | 0 | 0 | 0.041696 | 4.0547e-08 | 0.079433 | 0.014138 | 0.24 | 0.70781 | 0 | 0.74161 | 0.0020003 | 0 | #DIV/0! | #DIV/0! | #DIV/0! | #DIV/0! | 0 | 0 | 0 | 0
1977-11-13 | Nov | 13 | 14:00 | 39.92 | 180 | 1122.0473 | 67322.8368 | 0 | 0 | 0.041696 | 4.0547e-08 | 0.079433 | 0.014138 | 0.24 | 0.70781 | 0 | 0.74161 | 0.0020003 | 0 | #DIV/0! | #DIV/0! | #DIV/0! | #DIV/0! | 0 | 0 | 0 | 0
1977-11-13 | Nov | 13 | 15:00 | 39.92 | 170 | 1023.6221 | 61417.3248 | 0 | 0 | 0.041696 | 4.0547e-08 | 0.079433 | 0.014138 | 0.24 | 0.70781 | 0 | 0.74161 | 0.0020003 | 0 | #DIV/0! | #DIV/0! | #DIV/0! | #DIV/0! | 0 | 0 | 0 | 0
1977-11-13 | Nov | 13 | 16:00 | 39.02 | 170 | 1220.4725 | 73228.3488 | 0 | 0 | 0.041675 | 4.0447e-08 | 0.079579 | 0.014115 | 0.24 | 0.70863 | 0 | 0.73902 | 0.0020039 | 0 | #DIV/0! | #DIV/0! | #DIV/0! | #DIV/0! | 0 | 0 | 0 | 0
1977-11-13 | Nov | 13 | 17:00 | 37.94 | 160 | 1318.8977 | 79133.8608 | 0 | 0 | 0.04165 | 4.0327e-08 | 0.079754 | 0.014086 | 0.24 | 0.70961 | 0 | 0.73593 | 0.0020083 | 0 | #DIV/0! | #DIV/0! | #DIV/0! | #DIV/0! | 0 | 0 | 0 | 0
1977-11-13 | Nov | 13 | 18:00 | 37.94 | 160 | 1417.3229 | 85039.3728 | 0 | 0 | 0.04165 | 4.0327e-08 | 0.079754 | 0.014086 | 0.24 | 0.70961 | 0 | 0.73593 | 0.0020083 | 0 | #DIV/0! | #DIV/0! | #DIV/0! | #DIV/0! | 0 | 0 | 0 | 0
1977-11-13 | Nov | 13 | 19:00 | 37.94 | 170 | 1318.8977 | 79133.8608 | 0 | 0 | 0.04165 | 4.0327e-08 | 0.079754 | 0.014086 | 0.24 | 0.70961 | 0 | 0.73593 | 0.0020083 | 0 | #DIV/0! | #DIV/0! | #DIV/0! | #DIV/0! | 0 | 0 | 0 | 0
1977-11-13 | Nov | 13 | 20:00 | 37.04 | 170 | 1122.0473 | 67322.8368 | 0 | 0 | 0.041629 | 4.0227e-08 | 0.0799 | 0.014063 | 0.24 | 0.71044 | 0 | 0.73337 | 0.0020119 | 0 | #DIV/0! | #DIV/0! | #DIV/0! | #DIV/0! | 0 | 0 | 0 | 0
1977-11-13 | Nov | 13 | 21:00 | 37.04 | 180 | 1417.3229 | 85039.3728 | 0 | 0 | 0.041629 | 4.0227e-08 | 0.0799 | 0.014063 | 0.24 | 0.71044 | 0 | 0.73337 | 0.0020119 | 0 | #DIV/0! | #DIV/0! | #DIV/0! | #DIV/0! | 0 | 0 | 0 | 0
1977-11-13 | Nov | 13 | 22:00 | 37.04 | 180 | 905.5118 | 54330.7104 | 0 | 0 | 0.041629 | 4.0227e-08 | 0.0799 | 0.014063 | 0.24 | 0.71044 | 0 | 0.73337 | 0.0020119 | 0 | #DIV/0! | #DIV/0! | #DIV/0! | #DIV/0! | 0 | 0 | 0 | 0
1977-11-13 | Nov | 13 | 23:00 | 35.06 | 170 | 1318.8977 | 79133.8608 | 0 | 0 | 0.041583 | 4.0007e-08 | 0.08022 | 0.014012 | 0.24 | 0.71226 | 0 | 0.72776 | 0.00202 | 0 | #DIV/0! | #DIV/0! | #DIV/0! | #DIV/0! | 0 | 0 | 0 | 0
1977-11-13 | Nov | 13 | 24:00 | 33.98 | 160 | 1023.6221 | 61417.3248 | 0 | 0 | 0.041558 | 3.9887e-08 | 0.080395 | 0.013983 | 0.24 | 0.71327 | 0 | 0.72473 | 0.0020244 | 0 | #DIV/0! | #DIV/0! | #DIV/0! | #DIV/0! | 0 | 0 | 0 | 0
1977-11-14 | Nov | 14 | 1:00 | 33.98 | 160 | 1023.6221 | 61417.3248 | 0 | 0 | 0.041558 | 3.9887e-08 | 0.080395 | 0.013983 | 0.24 | 0.71327 | 0 | 0.72473 | 0.0020244 | 0 | #DIV/0! | #DIV/0! | #DIV/0! | #DIV/0! | 0 | 0 | 0 | 0
1977-11-14 | Nov | 14 | 2:00 | 33.98 | 170 | 905.5118 | 54330.7104 | 0 | 0 | 0.041558 | 3.9887e-08 | 0.080395 | 0.013983 | 0.24 | 0.71327 | 0 | 0.72473 | 0.0020244 | 0 | #DIV/0! | #DIV/0! | #DIV/0! | #DIV/0! | 0 | 0 | 0 | 0
1977-11-14 | Nov | 14 | 3:00 | 35.06 | 150 | 905.5118 | 54330.7104 | 0 | 0 | 0.041583 | 4.0007e-08 | 0.08022 | 0.014012 | 0.24 | 0.71226 | 0 | 0.72776 | 0.00202 | 0 | #DIV/0! | #DIV/0! | #DIV/0! | #DIV/0! | 0 | 0 | 0 | 0
1977-11-14 | Nov | 14 | 4:00 | 35.06 | 170 | 1023.6221 | 61417.3248 | 0 | 0 | 0.041583 | 4.0007e-08 | 0.08022 | 0.014012 | 0.24 | 0.71226 | 0 | 0.72776 | 0.00202 | 0 | #DIV/0! | #DIV/0! | #DIV/0! | #DIV/0! | 0 | 0 | 0 | 0
1977-11-14 | Nov | 14 | 5:00 | 35.96 | 170 | 807.0866 | 48425.1984 | 0 | 0 | 0.041604 | 4.0107e-08 | 0.080074 | 0.014035 | 0.24 | 0.71143 | 0 | 0.73031 | 0.0020163 | 0 | #DIV/0! | #DIV/0! | #DIV/0! | #DIV/0! | 0 | 0 | 0 | 0
1977-11-14 | Nov | 14 | 6:00 | 35.96 | 170 | 905.5118 | 54330.7104 | 0 | 0 | 0.041604 | 4.0107e-08 | 0.080074 | 0.014035 | 0.24 | 0.71143 | 0 | 0.73031 | 0.0020163 | 0 | #DIV/0! | #DIV/0! | #DIV/0! | #DIV/0! | 0 | 0 | 0 | 0
1977-11-14 | Nov | 14 | 7:00 | 33.98 | 160 | 708.6614 | 42519.6864 | 0 | 0 | 0.041558 | 3.9887e-08 | 0.080395 | 0.013983 | 0.24 | 0.71327 | 0 | 0.72473 | 0.0020244 | 0 | #DIV/0! | #DIV/0! | #DIV/0! | #DIV/0! | 0 | 0 | 0 | 0
1977-11-14 | Nov | 14 | 8:00 | 35.96 | 150 | 708.6614 | 42519.6864 | 0 | 0 | 0.041604 | 4.0107e-08 | 0.080074 | 0.014035 | 0.24 | 0.71143 | 0 | 0.73031 | 0.0020163 | 0 | #DIV/0! | #DIV/0! | #DIV/0! | #DIV/0! | 0 | 0 | 0 | 0
1977-11-14 | Nov | 14 | 9:00 | 39.02 | 160 | 1023.6221 | 61417.3248 | 0 | 0 | 0.041675 | 4.0447e-08 | 0.079579 | 0.014115 | 0.24 | 0.70863 | 0 | 0.73902 | 0.0020039 | 0 | #DIV/0! | #DIV/0! | #DIV/0! | #DIV/0! | 0 | 0 | 0 | 0
1977-11-14 | Nov | 14 | 10:00 | 42.08 | 170 | 905.5118 | 54330.7104 | 0 | 0 | 0.04189 | 4.0902e-08 | 0.079096 | 0.014194 | 0.24 | 0.7083 | 0 | 0.74773 | 0.0019917 | 0 | #DIV/0! | #DIV/0! | #DIV/0! | #DIV/0! | 0 | 0 | 0 | 0
1977-11-14 | Nov | 14 | 11:00 | 44.96 | 180 | 807.0866 | 48425.1984 | 0 | 0 | 0.042157 | 4.1382e-08 | 0.078646 | 0.014269 | 0.24 | 0.70907 | 0 | 0.75597 | 0.0019804 | 0 | #DIV/0! | #DIV/0! | #DIV/0! | #DIV/0! | 0 | 0 | 0 | 0
1977-11-14 | Nov | 14 | 12:00 | 48.02 | 190 | 708.6614 | 42519.6864 | 0 | 0 | 0.042441 | 4.1892e-08 | 0.078169 | 0.014349 | 0.24 | 0.70988 | 0 | 0.76482 | 0.0019684 | 0 | #DIV/0! | #DIV/0! | #DIV/0! | #DIV/0! | 0 | 0 | 0 | 0
1977-11-14 | Nov | 14 | 13:00 | 51.08 | 160 | 807.0866 | 48425.1984 | 0 | 0 | 0.042712 | 4.2402e-08 | 0.077698 | 0.014428 | 0.24 | 0.71048 | 0 | 0.77373 | 0.0019566 | 0 | #DIV/0! | #DIV/0! | #DIV/0! | #DIV/0! | 0 | 0 | 0 | 0
1977-11-14 | Nov | 14 | 14:00 | 51.98 | 180 | 1023.6221 | 61417.3248 | 0 | 0 | 0.042785 | 4.2552e-08 | 0.077563 | 0.014451 | 0.24 | 0.71054 | 0 | 0.77633 | 0.0019532 | 0 | #DIV/0! | #DIV/0! | #DIV/0! | #DIV/0! | 0 | 0 | 0 | 0
1977-11-14 | Nov | 14 | 15:00 | 53.06 | 190 | 807.0866 | 48425.1984 | 0 | 0 | 0.042872 | 4.2732e-08 | 0.077401 | 0.01448 | 0.24 | 0.71061 | 0 | 0.77947 | 0.0019491 | 0 | #DIV/0! | #DIV/0! | #DIV/0! | #DIV/0! | 0 | 0 | 0 | 0
1977-11-14 | Nov | 14 | 16:00 | 48.92 | 180 | 708.6614 | 42519.6864 | 0 | 0 | 0.042524 | 4.2042e-08 | 0.078028 | 0.014372 | 0.24 | 0.71012 | 0 | 0.76745 | 0.0019649 | 0 | #DIV/0! | #DIV/0! | #DIV/0! | #DIV/0! | 0 | 0 | 0 | 0
1977-11-14 | Nov | 14 | 17:00 | 44.96 | 160 | 708.6614 | 42519.6864 | 0 | 0 | 0.042157 | 4.1382e-08 | 0.078646 | 0.014269 | 0.24 | 0.70907 | 0 | 0.75597 | 0.0019804 | 0 | #DIV/0! | #DIV/0! | #DIV/0! | #DIV/0! | 0 | 0 | 0 | 0
1977-11-14 | Nov | 14 | 18:00 | 44.06 | 140 | 610.2362 | 36614.1744 | 0 | 0 | 0.042074 | 4.1232e-08 | 0.078787 | 0.014246 | 0.24 | 0.70883 | 0 | 0.75338 | 0.0019839 | 0 | #DIV/0! | #DIV/0! | #DIV/0! | #DIV/0! | 0 | 0 | 0 | 0
1977-11-14 | Nov | 14 | 19:00 | 44.06 | 150 | 708.6614 | 42519.6864 | 0 | 0 | 0.042074 | 4.1232e-08 | 0.078787 | 0.014246 | 0.24 | 0.70883 | 0 | 0.75338 | 0.0019839 | 0 | #DIV/0! | #DIV/0! | #DIV/0! | #DIV/0! | 0 | 0 | 0 | 0
1977-11-14 | Nov | 14 | 20:00 | 44.06 | 150 | 610.2362 | 36614.1744 | 0 | 0 | 0.042074 | 4.1232e-08 | 0.078787 | 0.014246 | 0.24 | 0.70883 | 0 | 0.75338 | 0.0019839 | 0 | #DIV/0! | #DIV/0! | #DIV/0! | #DIV/0! | 0 | 0 | 0 | 0
1977-11-14 | Nov | 14 | 21:00 | 42.98 | 150 | 708.6614 | 42519.6864 | 0 | 0 | 0.041974 | 4.1052e-08 | 0.078955 | 0.014217 | 0.24 | 0.70854 | 0 | 0.75029 | 0.0019882 | 0 | #DIV/0! | #DIV/0! | #DIV/0! | #DIV/0! | 0 | 0 | 0 | 0
1977-11-14 | Nov | 14 | 22:00 | 46.04 | 180 | 807.0866 | 48425.1984 | 0 | 0 | 0.042257 | 4.1562e-08 | 0.078478 | 0.014297 | 0.24 | 0.70936 | 0 | 0.75908 | 0.0019761 | 0 | #DIV/0! | #DIV/0! | #DIV/0! | #DIV/0! | 0 | 0 | 0 | 0
1977-11-14 | Nov | 14 | 23:00 | 42.98 | 150 | 610.2362 | 36614.1744 | 0 | 0 | 0.041974 | 4.1052e-08 | 0.078955 | 0.014217 | 0.24 | 0.70854 | 0 | 0.75029 | 0.0019882 | 0 | #DIV/0! | #DIV/0! | #DIV/0! | #DIV/0! | 0 | 0 | 0 | 0
1977-11-14 | Nov | 14 | 24:00 | 42.98 | 160 | 610.2362 | 36614.1744 | 0 | 0 | 0.041974 | 4.1052e-08 | 0.078955 | 0.014217 | 0.24 | 0.70854 | 0 | 0.75029 | 0.0019882 | 0 | #DIV/0! | #DIV/0! | #DIV/0! | #DIV/0! | 0 | 0 | 0 | 0
1977-11-15 | Nov | 15 | 1:00 | 46.94 | 180 | 1122.0473 | 67322.8368 | 0 | 0 | 0.042341 | 4.1712e-08 | 0.078337 | 0.01432 | 0.24 | 0.7096 | 0 | 0.76169 | 0.0019726 | 0 | #DIV/0! | #DIV/0! | #DIV/0! | #DIV/0! | 0 | 0 | 0 | 0
1977-11-15 | Nov | 15 | 2:00 | 48.02 | 180 | 905.5118 | 54330.7104 | 0 | 0 | 0.042441 | 4.1892e-08 | 0.078169 | 0.014349 | 0.24 | 0.70988 | 0 | 0.76482 | 0.0019684 | 0 | #DIV/0! | #DIV/0! | #DIV/0! | #DIV/0! | 0 | 0 | 0 | 0
1977-11-15 | Nov | 15 | 3:00 | 44.06 | 160 | 807.0866 | 48425.1984 | 0 | 0 | 0.042074 | 4.1232e-08 | 0.078787 | 0.014246 | 0.24 | 0.70883 | 0 | 0.75338 | 0.0019839 | 0 | #DIV/0! | #DIV/0! | #DIV/0! | #DIV/0! | 0 | 0 | 0 | 0
1977-11-15 | Nov | 15 | 4:00 | 50 | 200 | 1023.6221 | 61417.3248 | 0 | 0 | 0.042624 | 4.2222e-08 | 0.07786 | 0.0144 | 0.24 | 0.7104 | 0 | 0.77061 | 0.0019608 | 0 | #DIV/0! | #DIV/0! | #DIV/0! | #DIV/0! | 0 | 0 | 0 | 0
1977-11-15 | Nov | 15 | 5:00 | 46.94 | 180 | 1220.4725 | 73228.3488 | 0 | 0 | 0.042341 | 4.1712e-08 | 0.078337 | 0.01432 | 0.24 | 0.7096 | 0 | 0.76169 | 0.0019726 | 0 | #DIV/0! | #DIV/0! | #DIV/0! | #DIV/0! | 0 | 0 | 0 | 0
1977-11-15 | Nov | 15 | 6:00 | 48.92 | 190 | 1318.8977 | 79133.8608 | 0 | 0 | 0.042524 | 4.2042e-08 | 0.078028 | 0.014372 | 0.24 | 0.71012 | 0 | 0.76745 | 0.0019649 | 0 | #DIV/0! | #DIV/0! | #DIV/0! | #DIV/0! | 0 | 0 | 0 | 0
1977-11-15 | Nov | 15 | 7:00 | 50 | 180 | 1220.4725 | 73228.3488 | 0 | 0 | 0.042624 | 4.2222e-08 | 0.07786 | 0.0144 | 0.24 | 0.7104 | 0 | 0.77061 | 0.0019608 | 0 | #DIV/0! | #DIV/0! | #DIV/0! | #DIV/0! | 0 | 0 | 0 | 0
1977-11-15 | Nov | 15 | 8:00 | 51.98 | 190 | 1417.3229 | 85039.3728 | 0 | 0 | 0.042785 | 4.2552e-08 | 0.077563 | 0.014451 | 0.24 | 0.71054 | 0 | 0.77633 | 0.0019532 | 0 | #DIV/0! | #DIV/0! | #DIV/0! | #DIV/0! | 0 | 0 | 0 | 0
1977-11-15 | Nov | 15 | 9:00 | 51.98 | 200 | 1929.1339 | 115748.0352 | 0 | 0 | 0.042785 | 4.2552e-08 | 0.077563 | 0.014451 | 0.24 | 0.71054 | 0 | 0.77633 | 0.0019532 | 0 | #DIV/0! | #DIV/0! | #DIV/0! | #DIV/0! | 0 | 0 | 0 | 0
1977-11-15 | Nov | 15 | 10:00 | 55.94 | 210 | 1614.1733 | 96850.3968 | 0 | 0 | 0.043106 | 4.3212e-08 | 0.076969 | 0.014554 | 0.24 | 0.71081 | 0 | 0.7879 | 0.0019382 | 0 | #DIV/0! | #DIV/0! | #DIV/0! | #DIV/0! | 0 | 0 | 0 | 0
1977-11-15 | Nov | 15 | 11:00 | 60.08 | 230 | 1417.3229 | 85039.3728 | 0 | 0 | 0.043441 | 4.3902e-08 | 0.076348 | 0.014662 | 0.24 | 0.71108 | 0 | 0.80017 | 0.0019228 | 0 | #DIV/0! | #DIV/0! | #DIV/0! | #DIV/0! | 0 | 0 | 0 | 0
1977-11-15 | Nov | 15 | 12:00 | 60.08 | 230 | 1732.2835 | 103937.0112 | 0 | 0 | 0.043441 | 4.3902e-08 | 0.076348 | 0.014662 | 0.24 | 0.71108 | 0 | 0.80017 | 0.0019228 | 0 | #DIV/0! | #DIV/0! | #DIV/0! | #DIV/0! | 0 | 0 | 0 | 0
1977-11-15 | Nov | 15 | 13:00 | 57.02 | 230 | 2027.5591 | 121653.5472 | 0 | 0 | 0.043193 | 4.3392e-08 | 0.076807 | 0.014583 | 0.24 | 0.71088 | 0 | 0.79108 | 0.0019342 | 0 | #DIV/0! | #DIV/0! | #DIV/0! | #DIV/0! | 0 | 0 | 0 | 0
1977-11-15 | Nov | 15 | 14:00 | 57.92 | 230 | 1515.7481 | 90944.8848 | 0 | 0 | 0.043266 | 4.3542e-08 | 0.076672 | 0.014606 | 0.24 | 0.71094 | 0 | 0.79374 | 0.0019308 | 0 | #DIV/0! | #DIV/0! | #DIV/0! | #DIV/0! | 0 | 0 | 0 | 0
1977-11-15 | Nov | 15 | 15:00 | 59 | 220 | 1830.7087 | 109842.5232 | 0 | 0 | 0.043354 | 4.3722e-08 | 0.07651 | 0.014634 | 0.24 | 0.71101 | 0 | 0.79695 | 0.0019268 | 0 | #DIV/0! | #DIV/0! | #DIV/0! | #DIV/0! | 0 | 0 | 0 | 0
1977-11-15 | Nov | 15 | 16:00 | 57.92 | 230 | 1023.6221 | 61417.3248 | 0 | 0 | 0.043266 | 4.3542e-08 | 0.076672 | 0.014606 | 0.24 | 0.71094 | 0 | 0.79374 | 0.0019308 | 0 | #DIV/0! | #DIV/0! | #DIV/0! | #DIV/0! | 0 | 0 | 0 | 0
1977-11-15 | Nov | 15 | 17:00 | 55.04 | 230 | 905.5118 | 54330.7104 | 0 | 0 | 0.043033 | 4.3062e-08 | 0.077104 | 0.014531 | 0.24 | 0.71074 | 0 | 0.78525 | 0.0019416 | 0 | #DIV/0! | #DIV/0! | #DIV/0! | #DIV/0! | 0 | 0 | 0 | 0
1977-11-15 | Nov | 15 | 18:00 | 53.96 | 220 | 905.5118 | 54330.7104 | 0 | 0 | 0.042945 | 4.2882e-08 | 0.077266 | 0.014503 | 0.24 | 0.71067 | 0 | 0.78209 | 0.0019457 | 0 | #DIV/0! | #DIV/0! | #DIV/0! | #DIV/0! | 0 | 0 | 0 | 0
1977-11-15 | Nov | 15 | 19:00 | 50 | 210 | 708.6614 | 42519.6864 | 0 | 0 | 0.042624 | 4.2222e-08 | 0.07786 | 0.0144 | 0.24 | 0.7104 | 0 | 0.77061 | 0.0019608 | 0 | #DIV/0! | #DIV/0! | #DIV/0! | #DIV/0! | 0 | 0 | 0 | 0
1977-11-15 | Nov | 15 | 20:00 | 48.92 | 180 | 807.0866 | 48425.1984 | 0 | 0 | 0.042524 | 4.2042e-08 | 0.078028 | 0.014372 | 0.24 | 0.71012 | 0 | 0.76745 | 0.0019649 | 0 | #DIV/0! | #DIV/0! | #DIV/0! | #DIV/0! | 0 | 0 | 0 | 0
1977-11-15 | Nov | 15 | 21:00 | 51.98 | 180 | 807.0866 | 48425.1984 | 0 | 0 | 0.042785 | 4.2552e-08 | 0.077563 | 0.014451 | 0.24 | 0.71054 | 0 | 0.77633 | 0.0019532 | 0 | #DIV/0! | #DIV/0! | #DIV/0! | #DIV/0! | 0 | 0 | 0 | 0
1977-11-15 | Nov | 15 | 22:00 | 55.04 | 210 | 1122.0473 | 67322.8368 | 0 | 0 | 0.043033 | 4.3062e-08 | 0.077104 | 0.014531 | 0.24 | 0.71074 | 0 | 0.78525 | 0.0019416 | 0 | #DIV/0! | #DIV/0! | #DIV/0! | #DIV/0! | 0 | 0 | 0 | 0
1977-11-15 | Nov | 15 | 23:00 | 55.04 | 210 | 1023.6221 | 61417.3248 | 0 | 0 | 0.043033 | 4.3062e-08 | 0.077104 | 0.014531 | 0.24 | 0.71074 | 0 | 0.78525 | 0.0019416 | 0 | #DIV/0! | #DIV/0! | #DIV/0! | #DIV/0! | 0 | 0 | 0 | 0
1977-11-15 | Nov | 15 | 24:00 | 53.96 | 240 | 1220.4725 | 73228.3488 | 0 | 0 | 0.042945 | 4.2882e-08 | 0.077266 | 0.014503 | 0.24 | 0.71067 | 0 | 0.78209 | 0.0019457 | 0 | #DIV/0! | #DIV/0! | #DIV/0! | #DIV/0! | 0 | 0 | 0 | 0
1977-11-16 | Nov | 16 | 1:00 | 51.98 | 250 | 1023.6221 | 61417.3248 | 0 | 0 | 0.042785 | 4.2552e-08 | 0.077563 | 0.014451 | 0.24 | 0.71054 | 0 | 0.77633 | 0.0019532 | 0 | #DIV/0! | #DIV/0! | #DIV/0! | #DIV/0! | 0 | 0 | 0 | 0
1977-11-16 | Nov | 16 | 2:00 | 46.94 | 270 | 807.0866 | 48425.1984 | 0 | 0 | 0.042341 | 4.1712e-08 | 0.078337 | 0.01432 | 0.24 | 0.7096 | 0 | 0.76169 | 0.0019726 | 0 | #DIV/0! | #DIV/0! | #DIV/0! | #DIV/0! | 0 | 0 | 0 | 0
1977-11-16 | Nov | 16 | 3:00 | 44.96 | 280 | 807.0866 | 48425.1984 | 0 | 0 | 0.042157 | 4.1382e-08 | 0.078646 | 0.014269 | 0.24 | 0.70907 | 0 | 0.75597 | 0.0019804 | 0 | #DIV/0! | #DIV/0! | #DIV/0! | #DIV/0! | 0 | 0 | 0 | 0
1977-11-16 | Nov | 16 | 4:00 | 44.96 | 260 | 610.2362 | 36614.1744 | 0 | 0 | 0.042157 | 4.1382e-08 | 0.078646 | 0.014269 | 0.24 | 0.70907 | 0 | 0.75597 | 0.0019804 | 0 | #DIV/0! | #DIV/0! | #DIV/0! | #DIV/0! | 0 | 0 | 0 | 0
1977-11-16 | Nov | 16 | 5:00 | 42.98 | 280 | 807.0866 | 48425.1984 | 0 | 0 | 0.041974 | 4.1052e-08 | 0.078955 | 0.014217 | 0.24 | 0.70854 | 0 | 0.75029 | 0.0019882 | 0 | #DIV/0! | #DIV/0! | #DIV/0! | #DIV/0! | 0 | 0 | 0 | 0
1977-11-16 | Nov | 16 | 6:00 | 39.02 | 260 | 413.3858 | 24803.1504 | 0 | 0 | 0.041675 | 4.0447e-08 | 0.079579 | 0.014115 | 0.24 | 0.70863 | 0 | 0.73902 | 0.0020039 | 0 | #DIV/0! | #DIV/0! | #DIV/0! | #DIV/0! | 0 | 0 | 0 | 0
1977-11-16 | Nov | 16 | 7:00 | 37.04 | 240 | 610.2362 | 36614.1744 | 0 | 0 | 0.041629 | 4.0227e-08 | 0.0799 | 0.014063 | 0.24 | 0.71044 | 0 | 0.73337 | 0.0020119 | 0 | #DIV/0! | #DIV/0! | #DIV/0! | #DIV/0! | 0 | 0 | 0 | 0
1977-11-16 | Nov | 16 | 8:00 | 37.94 | 250 | 610.2362 | 36614.1744 | 0 | 0 | 0.04165 | 4.0327e-08 | 0.079754 | 0.014086 | 0.24 | 0.70961 | 0 | 0.73593 | 0.0020083 | 0 | #DIV/0! | #DIV/0! | #DIV/0! | #DIV/0! | 0 | 0 | 0 | 0
1977-11-16 | Nov | 16 | 9:00 | 44.06 | 250 | 708.6614 | 42519.6864 | 0 | 0 | 0.042074 | 4.1232e-08 | 0.078787 | 0.014246 | 0.24 | 0.70883 | 0 | 0.75338 | 0.0019839 | 0 | #DIV/0! | #DIV/0! | #DIV/0! | #DIV/0! | 0 | 0 | 0 | 0
1977-11-16 | Nov | 16 | 10:00 | 48.92 | 260 | 807.0866 | 48425.1984 | 0 | 0 | 0.042524 | 4.2042e-08 | 0.078028 | 0.014372 | 0.24 | 0.71012 | 0 | 0.76745 | 0.0019649 | 0 | #DIV/0! | #DIV/0! | #DIV/0! | #DIV/0! | 0 | 0 | 0 | 0
1977-11-16 | Nov | 16 | 11:00 | 50 | 240 | 1220.4725 | 73228.3488 | 0 | 0 | 0.042624 | 4.2222e-08 | 0.07786 | 0.0144 | 0.24 | 0.7104 | 0 | 0.77061 | 0.0019608 | 0 | #DIV/0! | #DIV/0! | #DIV/0! | #DIV/0! | 0 | 0 | 0 | 0
1977-11-16 | Nov | 16 | 12:00 | 50 | 250 | 1023.6221 | 61417.3248 | 0 | 0 | 0.042624 | 4.2222e-08 | 0.07786 | 0.0144 | 0.24 | 0.7104 | 0 | 0.77061 | 0.0019608 | 0 | #DIV/0! | #DIV/0! | #DIV/0! | #DIV/0! | 0 | 0 | 0 | 0
1977-11-16 | Nov | 16 | 13:00 | 53.06 | 270 | 1318.8977 | 79133.8608 | 0 | 0 | 0.042872 | 4.2732e-08 | 0.077401 | 0.01448 | 0.24 | 0.71061 | 0 | 0.77947 | 0.0019491 | 0 | #DIV/0! | #DIV/0! | #DIV/0! | #DIV/0! | 0 | 0 | 0 | 0
1977-11-16 | Nov | 16 | 14:00 | 53.06 | 260 | 1220.4725 | 73228.3488 | 0 | 0 | 0.042872 | 4.2732e-08 | 0.077401 | 0.01448 | 0.24 | 0.71061 | 0 | 0.77947 | 0.0019491 | 0 | #DIV/0! | #DIV/0! | #DIV/0! | #DIV/0! | 0 | 0 | 0 | 0
1977-11-16 | Nov | 16 | 15:00 | 51.08 | 280 | 1515.7481 | 90944.8848 | 0 | 0 | 0.042712 | 4.2402e-08 | 0.077698 | 0.014428 | 0.24 | 0.71048 | 0 | 0.77373 | 0.0019566 | 0 | #DIV/0! | #DIV/0! | #DIV/0! | #DIV/0! | 0 | 0 | 0 | 0
1977-11-16 | Nov | 16 | 16:00 | 48.02 | 230 | 1417.3229 | 85039.3728 | 0 | 0 | 0.042441 | 4.1892e-08 | 0.078169 | 0.014349 | 0.24 | 0.70988 | 0 | 0.76482 | 0.0019684 | 0 | #DIV/0! | #DIV/0! | #DIV/0! | #DIV/0! | 0 | 0 | 0 | 0
1977-11-16 | Nov | 16 | 17:00 | 48.02 | 240 | 1417.3229 | 85039.3728 | 0 | 0 | 0.042441 | 4.1892e-08 | 0.078169 | 0.014349 | 0.24 | 0.70988 | 0 | 0.76482 | 0.0019684 | 0 | #DIV/0! | #DIV/0! | #DIV/0! | #DIV/0! | 0 | 0 | 0 | 0
1977-11-16 | Nov | 16 | 18:00 | 46.04 | 230 | 807.0866 | 48425.1984 | 0 | 0 | 0.042257 | 4.1562e-08 | 0.078478 | 0.014297 | 0.24 | 0.70936 | 0 | 0.75908 | 0.0019761 | 0 | #DIV/0! | #DIV/0! | #DIV/0! | #DIV/0! | 0 | 0 | 0 | 0
1977-11-16 | Nov | 16 | 19:00 | 46.04 | 220 | 1220.4725 | 73228.3488 | 0 | 0 | 0.042257 | 4.1562e-08 | 0.078478 | 0.014297 | 0.24 | 0.70936 | 0 | 0.75908 | 0.0019761 | 0 | #DIV/0! | #DIV/0! | #DIV/0! | #DIV/0! | 0 | 0 | 0 | 0
1977-11-16 | Nov | 16 | 20:00 | 44.96 | 240 | 1515.7481 | 90944.8848 | 0 | 0 | 0.042157 | 4.1382e-08 | 0.078646 | 0.014269 | 0.24 | 0.70907 | 0 | 0.75597 | 0.0019804 | 0 | #DIV/0! | #DIV/0! | #DIV/0! | #DIV/0! | 0 | 0 | 0 | 0
1977-11-16 | Nov | 16 | 21:00 | 44.96 | 240 | 1122.0473 | 67322.8368 | 0 | 0 | 0.042157 | 4.1382e-08 | 0.078646 | 0.014269 | 0.24 | 0.70907 | 0 | 0.75597 | 0.0019804 | 0 | #DIV/0! | #DIV/0! | #DIV/0! | #DIV/0! | 0 | 0 | 0 | 0
1977-11-16 | Nov | 16 | 22:00 | 44.96 | 240 | 807.0866 | 48425.1984 | 0 | 0 | 0.042157 | 4.1382e-08 | 0.078646 | 0.014269 | 0.24 | 0.70907 | 0 | 0.75597 | 0.0019804 | 0 | #DIV/0! | #DIV/0! | #DIV/0! | #DIV/0! | 0 | 0 | 0 | 0
1977-11-16 | Nov | 16 | 23:00 | 44.06 | 250 | 807.0866 | 48425.1984 | 0 | 0 | 0.042074 | 4.1232e-08 | 0.078787 | 0.014246 | 0.24 | 0.70883 | 0 | 0.75338 | 0.0019839 | 0 | #DIV/0! | #DIV/0! | #DIV/0! | #DIV/0! | 0 | 0 | 0 | 0
1977-11-16 | Nov | 16 | 24:00 | 42.98 | 260 | 708.6614 | 42519.6864 | 0 | 0 | 0.041974 | 4.1052e-08 | 0.078955 | 0.014217 | 0.24 | 0.70854 | 0 | 0.75029 | 0.0019882 | 0 | #DIV/0! | #DIV/0! | #DIV/0! | #DIV/0! | 0 | 0 | 0 | 0
1977-11-17 | Nov | 17 | 1:00 | 42.08 | 220 | 807.0866 | 48425.1984 | 0 | 0 | 0.04189 | 4.0902e-08 | 0.079096 | 0.014194 | 0.24 | 0.7083 | 0 | 0.74773 | 0.0019917 | 0 | #DIV/0! | #DIV/0! | #DIV/0! | #DIV/0! | 0 | 0 | 0 | 0
1977-11-17 | Nov | 17 | 2:00 | 41 | 210 | 1023.6221 | 61417.3248 | 0 | 0 | 0.04179 | 4.0722e-08 | 0.079264 | 0.014166 | 0.24 | 0.70801 | 0 | 0.74466 | 0.001996 | 0 | #DIV/0! | #DIV/0! | #DIV/0! | #DIV/0! | 0 | 0 | 0 | 0
1977-11-17 | Nov | 17 | 3:00 | 41 | 230 | 1023.6221 | 61417.3248 | 0 | 0 | 0.04179 | 4.0722e-08 | 0.079264 | 0.014166 | 0.24 | 0.70801 | 0 | 0.74466 | 0.001996 | 0 | #DIV/0! | #DIV/0! | #DIV/0! | #DIV/0! | 0 | 0 | 0 | 0
1977-11-17 | Nov | 17 | 4:00 | 37.94 | 240 | 905.5118 | 54330.7104 | 0 | 0 | 0.04165 | 4.0327e-08 | 0.079754 | 0.014086 | 0.24 | 0.70961 | 0 | 0.73593 | 0.0020083 | 0 | #DIV/0! | #DIV/0! | #DIV/0! | #DIV/0! | 0 | 0 | 0 | 0
1977-11-17 | Nov | 17 | 5:00 | 37.04 | 230 | 905.5118 | 54330.7104 | 0 | 0 | 0.041629 | 4.0227e-08 | 0.0799 | 0.014063 | 0.24 | 0.71044 | 0 | 0.73337 | 0.0020119 | 0 | #DIV/0! | #DIV/0! | #DIV/0! | #DIV/0! | 0 | 0 | 0 | 0
1977-11-17 | Nov | 17 | 6:00 | 35.06 | 250 | 1023.6221 | 61417.3248 | 0 | 0 | 0.041583 | 4.0007e-08 | 0.08022 | 0.014012 | 0.24 | 0.71226 | 0 | 0.72776 | 0.00202 | 0 | #DIV/0! | #DIV/0! | #DIV/0! | #DIV/0! | 0 | 0 | 0 | 0
1977-11-17 | Nov | 17 | 7:00 | 33.98 | 240 | 1220.4725 | 73228.3488 | 0 | 0 | 0.041558 | 3.9887e-08 | 0.080395 | 0.013983 | 0.24 | 0.71327 | 0 | 0.72473 | 0.0020244 | 0 | #DIV/0! | #DIV/0! | #DIV/0! | #DIV/0! | 0 | 0 | 0 | 0
1977-11-17 | Nov | 17 | 8:00 | 35.96 | 230 | 1515.7481 | 90944.8848 | 0 | 0 | 0.041604 | 4.0107e-08 | 0.080074 | 0.014035 | 0.24 | 0.71143 | 0 | 0.73031 | 0.0020163 | 0 | #DIV/0! | #DIV/0! | #DIV/0! | #DIV/0! | 0 | 0 | 0 | 0
1977-11-17 | Nov | 17 | 9:00 | 37.94 | 220 | 1220.4725 | 73228.3488 | 0 | 0 | 0.04165 | 4.0327e-08 | 0.079754 | 0.014086 | 0.24 | 0.70961 | 0 | 0.73593 | 0.0020083 | 0 | #DIV/0! | #DIV/0! | #DIV/0! | #DIV/0! | 0 | 0 | 0 | 0
1977-11-17 | Nov | 17 | 10:00 | 41 | 260 | 1830.7087 | 109842.5232 | 0 | 0 | 0.04179 | 4.0722e-08 | 0.079264 | 0.014166 | 0.24 | 0.70801 | 0 | 0.74466 | 0.001996 | 0 | #DIV/0! | #DIV/0! | #DIV/0! | #DIV/0! | 0 | 0 | 0 | 0
1977-11-17 | Nov | 17 | 11:00 | 44.96 | 250 | 1515.7481 | 90944.8848 | 0 | 0 | 0.042157 | 4.1382e-08 | 0.078646 | 0.014269 | 0.24 | 0.70907 | 0 | 0.75597 | 0.0019804 | 0 | #DIV/0! | #DIV/0! | #DIV/0! | #DIV/0! | 0 | 0 | 0 | 0
1977-11-17 | Nov | 17 | 12:00 | 44.96 | 250 | 2125.9843 | 127559.0592 | 0 | 0 | 0.042157 | 4.1382e-08 | 0.078646 | 0.014269 | 0.24 | 0.70907 | 0 | 0.75597 | 0.0019804 | 0 | #DIV/0! | #DIV/0! | #DIV/0! | #DIV/0! | 0 | 0 | 0 | 0
1977-11-17 | Nov | 17 | 13:00 | 42.98 | 250 | 2224.4095 | 133464.5712 | 0 | 0 | 0.041974 | 4.1052e-08 | 0.078955 | 0.014217 | 0.24 | 0.70854 | 0 | 0.75029 | 0.0019882 | 0 | #DIV/0! | #DIV/0! | #DIV/0! | #DIV/0! | 0 | 0 | 0 | 0
1977-11-17 | Nov | 17 | 14:00 | 42.08 | 250 | 2027.5591 | 121653.5472 | 0 | 0 | 0.04189 | 4.0902e-08 | 0.079096 | 0.014194 | 0.24 | 0.7083 | 0 | 0.74773 | 0.0019917 | 0 | #DIV/0! | #DIV/0! | #DIV/0! | #DIV/0! | 0 | 0 | 0 | 0
1977-11-17 | Nov | 17 | 15:00 | 42.08 | 260 | 1732.2835 | 103937.0112 | 0 | 0 | 0.04189 | 4.0902e-08 | 0.079096 | 0.014194 | 0.24 | 0.7083 | 0 | 0.74773 | 0.0019917 | 0 | #DIV/0! | #DIV/0! | #DIV/0! | #DIV/0! | 0 | 0 | 0 | 0
1977-11-17 | Nov | 17 | 16:00 | 42.08 | 250 | 1220.4725 | 73228.3488 | 0 | 0 | 0.04189 | 4.0902e-08 | 0.079096 | 0.014194 | 0.24 | 0.7083 | 0 | 0.74773 | 0.0019917 | 0 | #DIV/0! | #DIV/0! | #DIV/0! | #DIV/0! | 0 | 0 | 0 | 0
1977-11-17 | Nov | 17 | 17:00 | 42.08 | 270 | 1515.7481 | 90944.8848 | 0 | 0 | 0.04189 | 4.0902e-08 | 0.079096 | 0.014194 | 0.24 | 0.7083 | 0 | 0.74773 | 0.0019917 | 0 | #DIV/0! | #DIV/0! | #DIV/0! | #DIV/0! | 0 | 0 | 0 | 0
1977-11-17 | Nov | 17 | 18:00 | 42.98 | 250 | 1614.1733 | 96850.3968 | 0 | 0 | 0.041974 | 4.1052e-08 | 0.078955 | 0.014217 | 0.24 | 0.70854 | 0 | 0.75029 | 0.0019882 | 0 | #DIV/0! | #DIV/0! | #DIV/0! | #DIV/0! | 0 | 0 | 0 | 0
1977-11-17 | Nov | 17 | 19:00 | 42.08 | 260 | 1614.1733 | 96850.3968 | 0 | 0 | 0.04189 | 4.0902e-08 | 0.079096 | 0.014194 | 0.24 | 0.7083 | 0 | 0.74773 | 0.0019917 | 0 | #DIV/0! | #DIV/0! | #DIV/0! | #DIV/0! | 0 | 0 | 0 | 0
1977-11-17 | Nov | 17 | 20:00 | 39.02 | 260 | 1732.2835 | 103937.0112 | 0 | 0 | 0.041675 | 4.0447e-08 | 0.079579 | 0.014115 | 0.24 | 0.70863 | 0 | 0.73902 | 0.0020039 | 0 | #DIV/0! | #DIV/0! | #DIV/0! | #DIV/0! | 0 | 0 | 0 | 0
1977-11-17 | Nov | 17 | 21:00 | 39.02 | 280 | 1830.7087 | 109842.5232 | 0 | 0 | 0.041675 | 4.0447e-08 | 0.079579 | 0.014115 | 0.24 | 0.70863 | 0 | 0.73902 | 0.0020039 | 0 | #DIV/0! | #DIV/0! | #DIV/0! | #DIV/0! | 0 | 0 | 0 | 0
1977-11-17 | Nov | 17 | 22:00 | 39.02 | 270 | 1318.8977 | 79133.8608 | 0 | 0 | 0.041675 | 4.0447e-08 | 0.079579 | 0.014115 | 0.24 | 0.70863 | 0 | 0.73902 | 0.0020039 | 0 | #DIV/0! | #DIV/0! | #DIV/0! | #DIV/0! | 0 | 0 | 0 | 0
1977-11-17 | Nov | 17 | 23:00 | 37.94 | 270 | 1515.7481 | 90944.8848 | 0 | 0 | 0.04165 | 4.0327e-08 | 0.079754 | 0.014086 | 0.24 | 0.70961 | 0 | 0.73593 | 0.0020083 | 0 | #DIV/0! | #DIV/0! | #DIV/0! | #DIV/0! | 0 | 0 | 0 | 0
1977-11-17 | Nov | 17 | 24:00 | 37.94 | 280 | 1220.4725 | 73228.3488 | 0 | 0 | 0.04165 | 4.0327e-08 | 0.079754 | 0.014086 | 0.24 | 0.70961 | 0 | 0.73593 | 0.0020083 | 0 | #DIV/0! | #DIV/0! | #DIV/0! | #DIV/0! | 0 | 0 | 0 | 0
1977-11-18 | Nov | 18 | 1:00 | 37.94 | 260 | 1830.7087 | 109842.5232 | 0 | 0 | 0.04165 | 4.0327e-08 | 0.079754 | 0.014086 | 0.24 | 0.70961 | 0 | 0.73593 | 0.0020083 | 0 | #DIV/0! | #DIV/0! | #DIV/0! | #DIV/0! | 0 | 0 | 0 | 0
1977-11-18 | Nov | 18 | 2:00 | 37.94 | 270 | 1515.7481 | 90944.8848 | 0 | 0 | 0.04165 | 4.0327e-08 | 0.079754 | 0.014086 | 0.24 | 0.70961 | 0 | 0.73593 | 0.0020083 | 0 | #DIV/0! | #DIV/0! | #DIV/0! | #DIV/0! | 0 | 0 | 0 | 0
1977-11-18 | Nov | 18 | 3:00 | 37.04 | 270 | 1830.7087 | 109842.5232 | 0 | 0 | 0.041629 | 4.0227e-08 | 0.0799 | 0.014063 | 0.24 | 0.71044 | 0 | 0.73337 | 0.0020119 | 0 | #DIV/0! | #DIV/0! | #DIV/0! | #DIV/0! | 0 | 0 | 0 | 0
1977-11-18 | Nov | 18 | 4:00 | 37.04 | 280 | 1732.2835 | 103937.0112 | 0 | 0 | 0.041629 | 4.0227e-08 | 0.0799 | 0.014063 | 0.24 | 0.71044 | 0 | 0.73337 | 0.0020119 | 0 | #DIV/0! | #DIV/0! | #DIV/0! | #DIV/0! | 0 | 0 | 0 | 0
1977-11-18 | Nov | 18 | 5:00 | 35.96 | 300 | 1417.3229 | 85039.3728 | 0 | 0 | 0.041604 | 4.0107e-08 | 0.080074 | 0.014035 | 0.24 | 0.71143 | 0 | 0.73031 | 0.0020163 | 0 | #DIV/0! | #DIV/0! | #DIV/0! | #DIV/0! | 0 | 0 | 0 | 0
1977-11-18 | Nov | 18 | 6:00 | 35.96 | 270 | 1417.3229 | 85039.3728 | 0 | 0 | 0.041604 | 4.0107e-08 | 0.080074 | 0.014035 | 0.24 | 0.71143 | 0 | 0.73031 | 0.0020163 | 0 | #DIV/0! | #DIV/0! | #DIV/0! | #DIV/0! | 0 | 0 | 0 | 0
1977-11-18 | Nov | 18 | 7:00 | 35.96 | 300 | 1122.0473 | 67322.8368 | 0 | 0 | 0.041604 | 4.0107e-08 | 0.080074 | 0.014035 | 0.24 | 0.71143 | 0 | 0.73031 | 0.0020163 | 0 | #DIV/0! | #DIV/0! | #DIV/0! | #DIV/0! | 0 | 0 | 0 | 0
1977-11-18 | Nov | 18 | 8:00 | 35.96 | 300 | 1318.8977 | 79133.8608 | 0 | 0 | 0.041604 | 4.0107e-08 | 0.080074 | 0.014035 | 0.24 | 0.71143 | 0 | 0.73031 | 0.0020163 | 0 | #DIV/0! | #DIV/0! | #DIV/0! | #DIV/0! | 0 | 0 | 0 | 0
1977-11-18 | Nov | 18 | 9:00 | 35.96 | 270 | 1515.7481 | 90944.8848 | 0 | 0 | 0.041604 | 4.0107e-08 | 0.080074 | 0.014035 | 0.24 | 0.71143 | 0 | 0.73031 | 0.0020163 | 0 | #DIV/0! | #DIV/0! | #DIV/0! | #DIV/0! | 0 | 0 | 0 | 0
1977-11-18 | Nov | 18 | 10:00 | 37.04 | 290 | 1515.7481 | 90944.8848 | 0 | 0 | 0.041629 | 4.0227e-08 | 0.0799 | 0.014063 | 0.24 | 0.71044 | 0 | 0.73337 | 0.0020119 | 0 | #DIV/0! | #DIV/0! | #DIV/0! | #DIV/0! | 0 | 0 | 0 | 0
1977-11-18 | Nov | 18 | 11:00 | 39.02 | 290 | 1614.1733 | 96850.3968 | 0 | 0 | 0.041675 | 4.0447e-08 | 0.079579 | 0.014115 | 0.24 | 0.70863 | 0 | 0.73902 | 0.0020039 | 0 | #DIV/0! | #DIV/0! | #DIV/0! | #DIV/0! | 0 | 0 | 0 | 0
1977-11-18 | Nov | 18 | 12:00 | 41 | 290 | 1515.7481 | 90944.8848 | 0 | 0 | 0.04179 | 4.0722e-08 | 0.079264 | 0.014166 | 0.24 | 0.70801 | 0 | 0.74466 | 0.001996 | 0 | #DIV/0! | #DIV/0! | #DIV/0! | #DIV/0! | 0 | 0 | 0 | 0
1977-11-18 | Nov | 18 | 13:00 | 42.98 | 250 | 1515.7481 | 90944.8848 | 0 | 0 | 0.041974 | 4.1052e-08 | 0.078955 | 0.014217 | 0.24 | 0.70854 | 0 | 0.75029 | 0.0019882 | 0 | #DIV/0! | #DIV/0! | #DIV/0! | #DIV/0! | 0 | 0 | 0 | 0
1977-11-18 | Nov | 18 | 14:00 | 42.08 | 280 | 1220.4725 | 73228.3488 | 0 | 0 | 0.04189 | 4.0902e-08 | 0.079096 | 0.014194 | 0.24 | 0.7083 | 0 | 0.74773 | 0.0019917 | 0 | #DIV/0! | #DIV/0! | #DIV/0! | #DIV/0! | 0 | 0 | 0 | 0
1977-11-18 | Nov | 18 | 15:00 | 42.98 | 290 | 1417.3229 | 85039.3728 | 0 | 0 | 0.041974 | 4.1052e-08 | 0.078955 | 0.014217 | 0.24 | 0.70854 | 0 | 0.75029 | 0.0019882 | 0 | #DIV/0! | #DIV/0! | #DIV/0! | #DIV/0! | 0 | 0 | 0 | 0
1977-11-18 | Nov | 18 | 16:00 | 42.08 | 270 | 1023.6221 | 61417.3248 | 0 | 0 | 0.04189 | 4.0902e-08 | 0.079096 | 0.014194 | 0.24 | 0.7083 | 0 | 0.74773 | 0.0019917 | 0 | #DIV/0! | #DIV/0! | #DIV/0! | #DIV/0! | 0 | 0 | 0 | 0
1977-11-18 | Nov | 18 | 17:00 | 37.04 | 270 | 610.2362 | 36614.1744 | 0 | 0 | 0.041629 | 4.0227e-08 | 0.0799 | 0.014063 | 0.24 | 0.71044 | 0 | 0.73337 | 0.0020119 | 0 | #DIV/0! | #DIV/0! | #DIV/0! | #DIV/0! | 0 | 0 | 0 | 0
1977-11-18 | Nov | 18 | 18:00 | 35.06 | 230 | 413.3858 | 24803.1504 | 0 | 0 | 0.041583 | 4.0007e-08 | 0.08022 | 0.014012 | 0.24 | 0.71226 | 0 | 0.72776 | 0.00202 | 0 | #DIV/0! | #DIV/0! | #DIV/0! | #DIV/0! | 0 | 0 | 0 | 0
1977-11-18 | Nov | 18 | 19:00 | 35.06 | 260 | 708.6614 | 42519.6864 | 0 | 0 | 0.041583 | 4.0007e-08 | 0.08022 | 0.014012 | 0.24 | 0.71226 | 0 | 0.72776 | 0.00202 | 0 | #DIV/0! | #DIV/0! | #DIV/0! | #DIV/0! | 0 | 0 | 0 | 0
1977-11-18 | Nov | 18 | 20:00 | 37.04 | 260 | 413.3858 | 24803.1504 | 0 | 0 | 0.041629 | 4.0227e-08 | 0.0799 | 0.014063 | 0.24 | 0.71044 | 0 | 0.73337 | 0.0020119 | 0 | #DIV/0! | #DIV/0! | #DIV/0! | #DIV/0! | 0 | 0 | 0 | 0
1977-11-18 | Nov | 18 | 21:00 | 35.96 | 240 | 610.2362 | 36614.1744 | 0 | 0 | 0.041604 | 4.0107e-08 | 0.080074 | 0.014035 | 0.24 | 0.71143 | 0 | 0.73031 | 0.0020163 | 0 | #DIV/0! | #DIV/0! | #DIV/0! | #DIV/0! | 0 | 0 | 0 | 0
1977-11-18 | Nov | 18 | 22:00 | 35.96 | 260 | 413.3858 | 24803.1504 | 0 | 0 | 0.041604 | 4.0107e-08 | 0.080074 | 0.014035 | 0.24 | 0.71143 | 0 | 0.73031 | 0.0020163 | 0 | #DIV/0! | #DIV/0! | #DIV/0! | #DIV/0! | 0 | 0 | 0 | 0
1977-11-18 | Nov | 18 | 23:00 | 35.06 | 240 | 511.811 | 30708.6624 | 0 | 0 | 0.041583 | 4.0007e-08 | 0.08022 | 0.014012 | 0.24 | 0.71226 | 0 | 0.72776 | 0.00202 | 0 | #DIV/0! | #DIV/0! | #DIV/0! | #DIV/0! | 0 | 0 | 0 | 0
1977-11-18 | Nov | 18 | 24:00 | 35.06 | 250 | 511.811 | 30708.6624 | 0 | 0 | 0.041583 | 4.0007e-08 | 0.08022 | 0.014012 | 0.24 | 0.71226 | 0 | 0.72776 | 0.00202 | 0 | #DIV/0! | #DIV/0! | #DIV/0! | #DIV/0! | 0 | 0 | 0 | 0
1977-11-19 | Nov | 19 | 1:00 | 30.92 | 250 | 295.2756 | 17716.536 | 0 | 0 | 0.041487 | 3.9547e-08 | 0.080891 | 0.013904 | 0.24 | 0.71612 | 0 | 0.71619 | 0.002037 | 0 | #DIV/0! | #DIV/0! | #DIV/0! | #DIV/0! | 0 | 0 | 0 | 0
1977-11-19 | Nov | 19 | 2:00 | 32 | 300 | 295.2756 | 17716.536 | 0 | 0 | 0.041512 | 3.9667e-08 | 0.080716 | 0.013932 | 0.24 | 0.71511 | 0 | 0.71919 | 0.0020325 | 0 | #DIV/0! | #DIV/0! | #DIV/0! | #DIV/0! | 0 | 0 | 0 | 0
1977-11-19 | Nov | 19 | 3:00 | 33.98 | 360 | 807.0866 | 48425.1984 | 0 | 0 | 0.041558 | 3.9887e-08 | 0.080395 | 0.013983 | 0.24 | 0.71327 | 0 | 0.72473 | 0.0020244 | 0 | #DIV/0! | #DIV/0! | #DIV/0! | #DIV/0! | 0 | 0 | 0 | 0
1977-11-19 | Nov | 19 | 4:00 | 32 | 0 | 0 | 0 | 0 | 0 | 0.041512 | 3.9667e-08 | 0.080716 | 0.013932 | 0.24 | 0.71511 | 0 | 0.71919 | 0.0020325 | 0 | #DIV/0! | #DIV/0! | #DIV/0! | #DIV/0! | 0 | 0 | 0 | 0
1977-11-19 | Nov | 19 | 5:00 | 33.08 | 320 | 295.2756 | 17716.536 | 0 | 0 | 0.041537 | 3.9787e-08 | 0.080541 | 0.01396 | 0.24 | 0.7141 | 0 | 0.7222 | 0.0020281 | 0 | #DIV/0! | #DIV/0! | #DIV/0! | #DIV/0! | 0 | 0 | 0 | 0
1977-11-19 | Nov | 19 | 6:00 | 33.98 | 20 | 610.2362 | 36614.1744 | 0 | 0 | 0.041558 | 3.9887e-08 | 0.080395 | 0.013983 | 0.24 | 0.71327 | 0 | 0.72473 | 0.0020244 | 0 | #DIV/0! | #DIV/0! | #DIV/0! | #DIV/0! | 0 | 0 | 0 | 0
1977-11-19 | Nov | 19 | 7:00 | 35.06 | 50 | 610.2362 | 36614.1744 | 0 | 0 | 0.041583 | 4.0007e-08 | 0.08022 | 0.014012 | 0.24 | 0.71226 | 0 | 0.72776 | 0.00202 | 0 | #DIV/0! | #DIV/0! | #DIV/0! | #DIV/0! | 0 | 0 | 0 | 0
1977-11-19 | Nov | 19 | 8:00 | 37.94 | 300 | 295.2756 | 17716.536 | 0 | 0 | 0.04165 | 4.0327e-08 | 0.079754 | 0.014086 | 0.24 | 0.70961 | 0 | 0.73593 | 0.0020083 | 0 | #DIV/0! | #DIV/0! | #DIV/0! | #DIV/0! | 0 | 0 | 0 | 0
1977-11-19 | Nov | 19 | 9:00 | 41 | 160 | 708.6614 | 42519.6864 | 0 | 0 | 0.04179 | 4.0722e-08 | 0.079264 | 0.014166 | 0.24 | 0.70801 | 0 | 0.74466 | 0.001996 | 0 | #DIV/0! | #DIV/0! | #DIV/0! | #DIV/0! | 0 | 0 | 0 | 0
1977-11-19 | Nov | 19 | 10:00 | 42.08 | 140 | 708.6614 | 42519.6864 | 0 | 0 | 0.04189 | 4.0902e-08 | 0.079096 | 0.014194 | 0.24 | 0.7083 | 0 | 0.74773 | 0.0019917 | 0 | #DIV/0! | #DIV/0! | #DIV/0! | #DIV/0! | 0 | 0 | 0 | 0
1977-11-19 | Nov | 19 | 11:00 | 44.06 | 120 | 905.5118 | 54330.7104 | 0 | 0 | 0.042074 | 4.1232e-08 | 0.078787 | 0.014246 | 0.24 | 0.70883 | 0 | 0.75338 | 0.0019839 | 0 | #DIV/0! | #DIV/0! | #DIV/0! | #DIV/0! | 0 | 0 | 0 | 0
1977-11-19 | Nov | 19 | 12:00 | 44.96 | 130 | 1220.4725 | 73228.3488 | 0 | 0 | 0.042157 | 4.1382e-08 | 0.078646 | 0.014269 | 0.24 | 0.70907 | 0 | 0.75597 | 0.0019804 | 0 | #DIV/0! | #DIV/0! | #DIV/0! | #DIV/0! | 0 | 0 | 0 | 0
1977-11-19 | Nov | 19 | 13:00 | 46.04 | 120 | 1220.4725 | 73228.3488 | 0 | 0 | 0.042257 | 4.1562e-08 | 0.078478 | 0.014297 | 0.24 | 0.70936 | 0 | 0.75908 | 0.0019761 | 0 | #DIV/0! | #DIV/0! | #DIV/0! | #DIV/0! | 0 | 0 | 0 | 0
1977-11-19 | Nov | 19 | 14:00 | 44.96 | 110 | 1220.4725 | 73228.3488 | 0 | 0 | 0.042157 | 4.1382e-08 | 0.078646 | 0.014269 | 0.24 | 0.70907 | 0 | 0.75597 | 0.0019804 | 0 | #DIV/0! | #DIV/0! | #DIV/0! | #DIV/0! | 0 | 0 | 0 | 0
1977-11-19 | Nov | 19 | 15:00 | 44.96 | 120 | 1220.4725 | 73228.3488 | 0 | 0 | 0.042157 | 4.1382e-08 | 0.078646 | 0.014269 | 0.24 | 0.70907 | 0 | 0.75597 | 0.0019804 | 0 | #DIV/0! | #DIV/0! | #DIV/0! | #DIV/0! | 0 | 0 | 0 | 0
1977-11-19 | Nov | 19 | 16:00 | 44.96 | 120 | 1318.8977 | 79133.8608 | 0 | 0 | 0.042157 | 4.1382e-08 | 0.078646 | 0.014269 | 0.24 | 0.70907 | 0 | 0.75597 | 0.0019804 | 0 | #DIV/0! | #DIV/0! | #DIV/0! | #DIV/0! | 0 | 0 | 0 | 0
1977-11-19 | Nov | 19 | 17:00 | 44.06 | 110 | 1515.7481 | 90944.8848 | 0 | 0 | 0.042074 | 4.1232e-08 | 0.078787 | 0.014246 | 0.24 | 0.70883 | 0 | 0.75338 | 0.0019839 | 0 | #DIV/0! | #DIV/0! | #DIV/0! | #DIV/0! | 0 | 0 | 0 | 0
1977-11-19 | Nov | 19 | 18:00 | 42.08 | 120 | 1732.2835 | 103937.0112 | 0 | 0 | 0.04189 | 4.0902e-08 | 0.079096 | 0.014194 | 0.24 | 0.7083 | 0 | 0.74773 | 0.0019917 | 0 | #DIV/0! | #DIV/0! | #DIV/0! | #DIV/0! | 0 | 0 | 0 | 0
1977-11-19 | Nov | 19 | 19:00 | 42.08 | 120 | 1614.1733 | 96850.3968 | 0 | 0 | 0.04189 | 4.0902e-08 | 0.079096 | 0.014194 | 0.24 | 0.7083 | 0 | 0.74773 | 0.0019917 | 0 | #DIV/0! | #DIV/0! | #DIV/0! | #DIV/0! | 0 | 0 | 0 | 0
1977-11-19 | Nov | 19 | 20:00 | 41 | 120 | 1515.7481 | 90944.8848 | 0 | 0 | 0.04179 | 4.0722e-08 | 0.079264 | 0.014166 | 0.24 | 0.70801 | 0 | 0.74466 | 0.001996 | 0 | #DIV/0! | #DIV/0! | #DIV/0! | #DIV/0! | 0 | 0 | 0 | 0
1977-11-19 | Nov | 19 | 21:00 | 42.08 | 130 | 1614.1733 | 96850.3968 | 0 | 0 | 0.04189 | 4.0902e-08 | 0.079096 | 0.014194 | 0.24 | 0.7083 | 0 | 0.74773 | 0.0019917 | 0 | #DIV/0! | #DIV/0! | #DIV/0! | #DIV/0! | 0 | 0 | 0 | 0
1977-11-19 | Nov | 19 | 22:00 | 42.98 | 130 | 1614.1733 | 96850.3968 | 0 | 0 | 0.041974 | 4.1052e-08 | 0.078955 | 0.014217 | 0.24 | 0.70854 | 0 | 0.75029 | 0.0019882 | 0 | #DIV/0! | #DIV/0! | #DIV/0! | #DIV/0! | 0 | 0 | 0 | 0
1977-11-19 | Nov | 19 | 23:00 | 42.08 | 130 | 1614.1733 | 96850.3968 | 0 | 0 | 0.04189 | 4.0902e-08 | 0.079096 | 0.014194 | 0.24 | 0.7083 | 0 | 0.74773 | 0.0019917 | 0 | #DIV/0! | #DIV/0! | #DIV/0! | #DIV/0! | 0 | 0 | 0 | 0
1977-11-19 | Nov | 19 | 24:00 | 42.08 | 130 | 1220.4725 | 73228.3488 | 0 | 0 | 0.04189 | 4.0902e-08 | 0.079096 | 0.014194 | 0.24 | 0.7083 | 0 | 0.74773 | 0.0019917 | 0 | #DIV/0! | #DIV/0! | #DIV/0! | #DIV/0! | 0 | 0 | 0 | 0
1977-11-20 | Nov | 20 | 1:00 | 42.98 | 140 | 1220.4725 | 73228.3488 | 0 | 0 | 0.041974 | 4.1052e-08 | 0.078955 | 0.014217 | 0.24 | 0.70854 | 0 | 0.75029 | 0.0019882 | 0 | #DIV/0! | #DIV/0! | #DIV/0! | #DIV/0! | 0 | 0 | 0 | 0
1977-11-20 | Nov | 20 | 2:00 | 44.96 | 160 | 1417.3229 | 85039.3728 | 0 | 0 | 0.042157 | 4.1382e-08 | 0.078646 | 0.014269 | 0.24 | 0.70907 | 0 | 0.75597 | 0.0019804 | 0 | #DIV/0! | #DIV/0! | #DIV/0! | #DIV/0! | 0 | 0 | 0 | 0
1977-11-20 | Nov | 20 | 3:00 | 44.06 | 170 | 610.2362 | 36614.1744 | 0 | 0 | 0.042074 | 4.1232e-08 | 0.078787 | 0.014246 | 0.24 | 0.70883 | 0 | 0.75338 | 0.0019839 | 0 | #DIV/0! | #DIV/0! | #DIV/0! | #DIV/0! | 0 | 0 | 0 | 0
1977-11-20 | Nov | 20 | 4:00 | 44.96 | 170 | 1417.3229 | 85039.3728 | 0 | 0 | 0.042157 | 4.1382e-08 | 0.078646 | 0.014269 | 0.24 | 0.70907 | 0 | 0.75597 | 0.0019804 | 0 | #DIV/0! | #DIV/0! | #DIV/0! | #DIV/0! | 0 | 0 | 0 | 0
1977-11-20 | Nov | 20 | 5:00 | 44.96 | 160 | 1515.7481 | 90944.8848 | 0 | 0 | 0.042157 | 4.1382e-08 | 0.078646 | 0.014269 | 0.24 | 0.70907 | 0 | 0.75597 | 0.0019804 | 0 | #DIV/0! | #DIV/0! | #DIV/0! | #DIV/0! | 0 | 0 | 0 | 0
1977-11-20 | Nov | 20 | 6:00 | 46.04 | 180 | 1830.7087 | 109842.5232 | 0 | 0 | 0.042257 | 4.1562e-08 | 0.078478 | 0.014297 | 0.24 | 0.70936 | 0 | 0.75908 | 0.0019761 | 0 | #DIV/0! | #DIV/0! | #DIV/0! | #DIV/0! | 0 | 0 | 0 | 0
1977-11-20 | Nov | 20 | 7:00 | 48.02 | 170 | 1614.1733 | 96850.3968 | 0 | 0 | 0.042441 | 4.1892e-08 | 0.078169 | 0.014349 | 0.24 | 0.70988 | 0 | 0.76482 | 0.0019684 | 0 | #DIV/0! | #DIV/0! | #DIV/0! | #DIV/0! | 0 | 0 | 0 | 0
1977-11-20 | Nov | 20 | 8:00 | 48.92 | 180 | 1614.1733 | 96850.3968 | 0 | 0 | 0.042524 | 4.2042e-08 | 0.078028 | 0.014372 | 0.24 | 0.71012 | 0 | 0.76745 | 0.0019649 | 0 | #DIV/0! | #DIV/0! | #DIV/0! | #DIV/0! | 0 | 0 | 0 | 0
1977-11-20 | Nov | 20 | 9:00 | 51.98 | 180 | 1830.7087 | 109842.5232 | 0 | 0 | 0.042785 | 4.2552e-08 | 0.077563 | 0.014451 | 0.24 | 0.71054 | 0 | 0.77633 | 0.0019532 | 0 | #DIV/0! | #DIV/0! | #DIV/0! | #DIV/0! | 0 | 0 | 0 | 0
1977-11-20 | Nov | 20 | 10:00 | 51.98 | 180 | 2125.9843 | 127559.0592 | 0 | 0 | 0.042785 | 4.2552e-08 | 0.077563 | 0.014451 | 0.24 | 0.71054 | 0 | 0.77633 | 0.0019532 | 0 | #DIV/0! | #DIV/0! | #DIV/0! | #DIV/0! | 0 | 0 | 0 | 0
1977-11-20 | Nov | 20 | 11:00 | 53.06 | 190 | 1732.2835 | 103937.0112 | 0 | 0 | 0.042872 | 4.2732e-08 | 0.077401 | 0.01448 | 0.24 | 0.71061 | 0 | 0.77947 | 0.0019491 | 0 | #DIV/0! | #DIV/0! | #DIV/0! | #DIV/0! | 0 | 0 | 0 | 0
1977-11-20 | Nov | 20 | 12:00 | 53.06 | 180 | 2440.945 | 146456.6976 | 0 | 0 | 0.042872 | 4.2732e-08 | 0.077401 | 0.01448 | 0.24 | 0.71061 | 0 | 0.77947 | 0.0019491 | 0 | #DIV/0! | #DIV/0! | #DIV/0! | #DIV/0! | 0 | 0 | 0 | 0
1977-11-20 | Nov | 20 | 13:00 | 53.96 | 190 | 2224.4095 | 133464.5712 | 0 | 0 | 0.042945 | 4.2882e-08 | 0.077266 | 0.014503 | 0.24 | 0.71067 | 0 | 0.78209 | 0.0019457 | 0 | #DIV/0! | #DIV/0! | #DIV/0! | #DIV/0! | 0 | 0 | 0 | 0
1977-11-20 | Nov | 20 | 14:00 | 57.02 | 170 | 2224.4095 | 133464.5712 | 0 | 0 | 0.043193 | 4.3392e-08 | 0.076807 | 0.014583 | 0.24 | 0.71088 | 0 | 0.79108 | 0.0019342 | 0 | #DIV/0! | #DIV/0! | #DIV/0! | #DIV/0! | 0 | 0 | 0 | 0
1977-11-20 | Nov | 20 | 15:00 | 57.92 | 180 | 2125.9843 | 127559.0592 | 0 | 0 | 0.043266 | 4.3542e-08 | 0.076672 | 0.014606 | 0.24 | 0.71094 | 0 | 0.79374 | 0.0019308 | 0 | #DIV/0! | #DIV/0! | #DIV/0! | #DIV/0! | 0 | 0 | 0 | 0
1977-11-20 | Nov | 20 | 16:00 | 59 | 190 | 2027.5591 | 121653.5472 | 0 | 0 | 0.043354 | 4.3722e-08 | 0.07651 | 0.014634 | 0.24 | 0.71101 | 0 | 0.79695 | 0.0019268 | 0 | #DIV/0! | #DIV/0! | #DIV/0! | #DIV/0! | 0 | 0 | 0 | 0
1977-11-20 | Nov | 20 | 17:00 | 59 | 200 | 1929.1339 | 115748.0352 | 0 | 0 | 0.043354 | 4.3722e-08 | 0.07651 | 0.014634 | 0.24 | 0.71101 | 0 | 0.79695 | 0.0019268 | 0 | #DIV/0! | #DIV/0! | #DIV/0! | #DIV/0! | 0 | 0 | 0 | 0
1977-11-20 | Nov | 20 | 18:00 | 53.06 | 270 | 1830.7087 | 109842.5232 | 0 | 0 | 0.042872 | 4.2732e-08 | 0.077401 | 0.01448 | 0.24 | 0.71061 | 0 | 0.77947 | 0.0019491 | 0 | #DIV/0! | #DIV/0! | #DIV/0! | #DIV/0! | 0 | 0 | 0 | 0
1977-11-20 | Nov | 20 | 19:00 | 50 | 260 | 1417.3229 | 85039.3728 | 0 | 0 | 0.042624 | 4.2222e-08 | 0.07786 | 0.0144 | 0.24 | 0.7104 | 0 | 0.77061 | 0.0019608 | 0 | #DIV/0! | #DIV/0! | #DIV/0! | #DIV/0! | 0 | 0 | 0 | 0
1977-11-20 | Nov | 20 | 20:00 | 48.92 | 250 | 1614.1733 | 96850.3968 | 0 | 0 | 0.042524 | 4.2042e-08 | 0.078028 | 0.014372 | 0.24 | 0.71012 | 0 | 0.76745 | 0.0019649 | 0 | #DIV/0! | #DIV/0! | #DIV/0! | #DIV/0! | 0 | 0 | 0 | 0
1977-11-20 | Nov | 20 | 21:00 | 46.04 | 240 | 2027.5591 | 121653.5472 | 0 | 0 | 0.042257 | 4.1562e-08 | 0.078478 | 0.014297 | 0.24 | 0.70936 | 0 | 0.75908 | 0.0019761 | 0 | #DIV/0! | #DIV/0! | #DIV/0! | #DIV/0! | 0 | 0 | 0 | 0
1977-11-20 | Nov | 20 | 22:00 | 41 | 250 | 1318.8977 | 79133.8608 | 0 | 0 | 0.04179 | 4.0722e-08 | 0.079264 | 0.014166 | 0.24 | 0.70801 | 0 | 0.74466 | 0.001996 | 0 | #DIV/0! | #DIV/0! | #DIV/0! | #DIV/0! | 0 | 0 | 0 | 0
1977-11-20 | Nov | 20 | 23:00 | 37.04 | 250 | 2027.5591 | 121653.5472 | 0 | 0 | 0.041629 | 4.0227e-08 | 0.0799 | 0.014063 | 0.24 | 0.71044 | 0 | 0.73337 | 0.0020119 | 0 | #DIV/0! | #DIV/0! | #DIV/0! | #DIV/0! | 0 | 0 | 0 | 0
1977-11-20 | Nov | 20 | 24:00 | 35.06 | 240 | 1732.2835 | 103937.0112 | 0 | 0 | 0.041583 | 4.0007e-08 | 0.08022 | 0.014012 | 0.24 | 0.71226 | 0 | 0.72776 | 0.00202 | 0 | #DIV/0! | #DIV/0! | #DIV/0! | #DIV/0! | 0 | 0 | 0 | 0
1977-11-21 | Nov | 21 | 1:00 | 33.08 | 250 | 1830.7087 | 109842.5232 | 0 | 0 | 0.041537 | 3.9787e-08 | 0.080541 | 0.01396 | 0.24 | 0.7141 | 0 | 0.7222 | 0.0020281 | 0 | #DIV/0! | #DIV/0! | #DIV/0! | #DIV/0! | 0 | 0 | 0 | 0
1977-11-21 | Nov | 21 | 2:00 | 30.92 | 240 | 1220.4725 | 73228.3488 | 0 | 0 | 0.041487 | 3.9547e-08 | 0.080891 | 0.013904 | 0.24 | 0.71612 | 0 | 0.71619 | 0.002037 | 0 | #DIV/0! | #DIV/0! | #DIV/0! | #DIV/0! | 0 | 0 | 0 | 0
1977-11-21 | Nov | 21 | 3:00 | 30.02 | 250 | 1929.1339 | 115748.0352 | 0 | 0 | 0.041466 | 3.9447e-08 | 0.081037 | 0.013881 | 0.24 | 0.71697 | 0 | 0.71369 | 0.0020407 | 0 | #DIV/0! | #DIV/0! | #DIV/0! | #DIV/0! | 0 | 0 | 0 | 0
1977-11-21 | Nov | 21 | 4:00 | 28.04 | 250 | 1515.7481 | 90944.8848 | 0 | 0 | 0.041284 | 3.9118e-08 | 0.081371 | 0.013829 | 0.24 | 0.71648 | 0 | 0.70812 | 0.002049 | 0 | #DIV/0! | #DIV/0! | #DIV/0! | #DIV/0! | 0 | 0 | 0 | 0
1977-11-21 | Nov | 21 | 5:00 | 26.96 | 280 | 1614.1733 | 96850.3968 | 0 | 0 | 0.041184 | 3.8938e-08 | 0.081554 | 0.013801 | 0.24 | 0.7162 | 0 | 0.70511 | 0.0020536 | 0 | #DIV/0! | #DIV/0! | #DIV/0! | #DIV/0! | 0 | 0 | 0 | 0
1977-11-21 | Nov | 21 | 6:00 | 24.98 | 270 | 1515.7481 | 90944.8848 | 0 | 0 | 0.041001 | 3.8608e-08 | 0.081888 | 0.013749 | 0.24 | 0.71568 | 0 | 0.6996 | 0.0020619 | 0 | #DIV/0! | #DIV/0! | #DIV/0! | #DIV/0! | 0 | 0 | 0 | 0
1977-11-21 | Nov | 21 | 7:00 | 24.08 | 250 | 1732.2835 | 103937.0112 | 0 | 0 | 0.040917 | 3.8458e-08 | 0.08204 | 0.013726 | 0.24 | 0.71544 | 0 | 0.69712 | 0.0020658 | 0 | #DIV/0! | #DIV/0! | #DIV/0! | #DIV/0! | 0 | 0 | 0 | 0
1977-11-21 | Nov | 21 | 8:00 | 26.06 | 270 | 1929.1339 | 115748.0352 | 0 | 0 | 0.041101 | 3.8788e-08 | 0.081706 | 0.013778 | 0.24 | 0.71596 | 0 | 0.7026 | 0.0020574 | 0 | #DIV/0! | #DIV/0! | #DIV/0! | #DIV/0! | 0 | 0 | 0 | 0
1977-11-21 | Nov | 21 | 9:00 | 26.96 | 290 | 1614.1733 | 96850.3968 | 0 | 0 | 0.041184 | 3.8938e-08 | 0.081554 | 0.013801 | 0.24 | 0.7162 | 0 | 0.70511 | 0.0020536 | 0 | #DIV/0! | #DIV/0! | #DIV/0! | #DIV/0! | 0 | 0 | 0 | 0
1977-11-21 | Nov | 21 | 10:00 | 30.02 | 270 | 1220.4725 | 73228.3488 | 0 | 0 | 0.041466 | 3.9447e-08 | 0.081037 | 0.013881 | 0.24 | 0.71697 | 0 | 0.71369 | 0.0020407 | 0 | #DIV/0! | #DIV/0! | #DIV/0! | #DIV/0! | 0 | 0 | 0 | 0
1977-11-21 | Nov | 21 | 11:00 | 32 | 280 | 1830.7087 | 109842.5232 | 0 | 0 | 0.041512 | 3.9667e-08 | 0.080716 | 0.013932 | 0.24 | 0.71511 | 0 | 0.71919 | 0.0020325 | 0 | #DIV/0! | #DIV/0! | #DIV/0! | #DIV/0! | 0 | 0 | 0 | 0
1977-11-21 | Nov | 21 | 12:00 | 33.98 | 270 | 1417.3229 | 85039.3728 | 0 | 0 | 0.041558 | 3.9887e-08 | 0.080395 | 0.013983 | 0.24 | 0.71327 | 0 | 0.72473 | 0.0020244 | 0 | #DIV/0! | #DIV/0! | #DIV/0! | #DIV/0! | 0 | 0 | 0 | 0
1977-11-21 | Nov | 21 | 13:00 | 35.06 | 270 | 1417.3229 | 85039.3728 | 0 | 0 | 0.041583 | 4.0007e-08 | 0.08022 | 0.014012 | 0.24 | 0.71226 | 0 | 0.72776 | 0.00202 | 0 | #DIV/0! | #DIV/0! | #DIV/0! | #DIV/0! | 0 | 0 | 0 | 0
1977-11-21 | Nov | 21 | 14:00 | 35.96 | 280 | 1220.4725 | 73228.3488 | 0 | 0 | 0.041604 | 4.0107e-08 | 0.080074 | 0.014035 | 0.24 | 0.71143 | 0 | 0.73031 | 0.0020163 | 0 | #DIV/0! | #DIV/0! | #DIV/0! | #DIV/0! | 0 | 0 | 0 | 0
1977-11-21 | Nov | 21 | 15:00 | 35.06 | 270 | 1220.4725 | 73228.3488 | 0 | 0 | 0.041583 | 4.0007e-08 | 0.08022 | 0.014012 | 0.24 | 0.71226 | 0 | 0.72776 | 0.00202 | 0 | #DIV/0! | #DIV/0! | #DIV/0! | #DIV/0! | 0 | 0 | 0 | 0
1977-11-21 | Nov | 21 | 16:00 | 33.08 | 270 | 1417.3229 | 85039.3728 | 0 | 0 | 0.041537 | 3.9787e-08 | 0.080541 | 0.01396 | 0.24 | 0.7141 | 0 | 0.7222 | 0.0020281 | 0 | #DIV/0! | #DIV/0! | #DIV/0! | #DIV/0! | 0 | 0 | 0 | 0
1977-11-21 | Nov | 21 | 17:00 | 30.92 | 250 | 1023.6221 | 61417.3248 | 0 | 0 | 0.041487 | 3.9547e-08 | 0.080891 | 0.013904 | 0.24 | 0.71612 | 0 | 0.71619 | 0.002037 | 0 | #DIV/0! | #DIV/0! | #DIV/0! | #DIV/0! | 0 | 0 | 0 | 0
1977-11-21 | Nov | 21 | 18:00 | 28.94 | 270 | 1023.6221 | 61417.3248 | 0 | 0 | 0.041368 | 3.9268e-08 | 0.081219 | 0.013852 | 0.24 | 0.71671 | 0 | 0.71065 | 0.0020452 | 0 | #DIV/0! | #DIV/0! | #DIV/0! | #DIV/0! | 0 | 0 | 0 | 0
1977-11-21 | Nov | 21 | 19:00 | 28.04 | 280 | 1220.4725 | 73228.3488 | 0 | 0 | 0.041284 | 3.9118e-08 | 0.081371 | 0.013829 | 0.24 | 0.71648 | 0 | 0.70812 | 0.002049 | 0 | #DIV/0! | #DIV/0! | #DIV/0! | #DIV/0! | 0 | 0 | 0 | 0
1977-11-21 | Nov | 21 | 20:00 | 26.96 | 280 | 807.0866 | 48425.1984 | 0 | 0 | 0.041184 | 3.8938e-08 | 0.081554 | 0.013801 | 0.24 | 0.7162 | 0 | 0.70511 | 0.0020536 | 0 | #DIV/0! | #DIV/0! | #DIV/0! | #DIV/0! | 0 | 0 | 0 | 0
1977-11-21 | Nov | 21 | 21:00 | 26.96 | 290 | 1122.0473 | 67322.8368 | 0 | 0 | 0.041184 | 3.8938e-08 | 0.081554 | 0.013801 | 0.24 | 0.7162 | 0 | 0.70511 | 0.0020536 | 0 | #DIV/0! | #DIV/0! | #DIV/0! | #DIV/0! | 0 | 0 | 0 | 0
1977-11-21 | Nov | 21 | 22:00 | 24.98 | 310 | 1023.6221 | 61417.3248 | 0 | 0 | 0.041001 | 3.8608e-08 | 0.081888 | 0.013749 | 0.24 | 0.71568 | 0 | 0.6996 | 0.0020619 | 0 | #DIV/0! | #DIV/0! | #DIV/0! | #DIV/0! | 0 | 0 | 0 | 0
1977-11-21 | Nov | 21 | 23:00 | 24.98 | 320 | 1318.8977 | 79133.8608 | 0 | 0 | 0.041001 | 3.8608e-08 | 0.081888 | 0.013749 | 0.24 | 0.71568 | 0 | 0.6996 | 0.0020619 | 0 | #DIV/0! | #DIV/0! | #DIV/0! | #DIV/0! | 0 | 0 | 0 | 0
1977-11-21 | Nov | 21 | 24:00 | 24.08 | 300 | 807.0866 | 48425.1984 | 0 | 0 | 0.040917 | 3.8458e-08 | 0.08204 | 0.013726 | 0.24 | 0.71544 | 0 | 0.69712 | 0.0020658 | 0 | #DIV/0! | #DIV/0! | #DIV/0! | #DIV/0! | 0 | 0 | 0 | 0
1977-11-22 | Nov | 22 | 1:00 | 24.08 | 320 | 1023.6221 | 61417.3248 | 0 | 0 | 0.040917 | 3.8458e-08 | 0.08204 | 0.013726 | 0.24 | 0.71544 | 0 | 0.69712 | 0.0020658 | 0 | #DIV/0! | #DIV/0! | #DIV/0! | #DIV/0! | 0 | 0 | 0 | 0
1977-11-22 | Nov | 22 | 2:00 | 24.08 | 10 | 511.811 | 30708.6624 | 0 | 0 | 0.040917 | 3.8458e-08 | 0.08204 | 0.013726 | 0.24 | 0.71544 | 0 | 0.69712 | 0.0020658 | 0 | #DIV/0! | #DIV/0! | #DIV/0! | #DIV/0! | 0 | 0 | 0 | 0
1977-11-22 | Nov | 22 | 3:00 | 24.08 | 30 | 511.811 | 30708.6624 | 0 | 0 | 0.040917 | 3.8458e-08 | 0.08204 | 0.013726 | 0.24 | 0.71544 | 0 | 0.69712 | 0.0020658 | 0 | #DIV/0! | #DIV/0! | #DIV/0! | #DIV/0! | 0 | 0 | 0 | 0
1977-11-22 | Nov | 22 | 4:00 | 24.98 | 50 | 413.3858 | 24803.1504 | 0 | 0 | 0.041001 | 3.8608e-08 | 0.081888 | 0.013749 | 0.24 | 0.71568 | 0 | 0.6996 | 0.0020619 | 0 | #DIV/0! | #DIV/0! | #DIV/0! | #DIV/0! | 0 | 0 | 0 | 0
1977-11-22 | Nov | 22 | 5:00 | 24.98 | 360 | 610.2362 | 36614.1744 | 0 | 0 | 0.041001 | 3.8608e-08 | 0.081888 | 0.013749 | 0.24 | 0.71568 | 0 | 0.6996 | 0.0020619 | 0 | #DIV/0! | #DIV/0! | #DIV/0! | #DIV/0! | 0 | 0 | 0 | 0
1977-11-22 | Nov | 22 | 6:00 | 24.08 | 360 | 295.2756 | 17716.536 | 0 | 0 | 0.040917 | 3.8458e-08 | 0.08204 | 0.013726 | 0.24 | 0.71544 | 0 | 0.69712 | 0.0020658 | 0 | #DIV/0! | #DIV/0! | #DIV/0! | #DIV/0! | 0 | 0 | 0 | 0
1977-11-22 | Nov | 22 | 7:00 | 24.98 | 10 | 708.6614 | 42519.6864 | 0 | 0 | 0.041001 | 3.8608e-08 | 0.081888 | 0.013749 | 0.24 | 0.71568 | 0 | 0.6996 | 0.0020619 | 0 | #DIV/0! | #DIV/0! | #DIV/0! | #DIV/0! | 0 | 0 | 0 | 0
1977-11-22 | Nov | 22 | 8:00 | 26.06 | 310 | 413.3858 | 24803.1504 | 0 | 0 | 0.041101 | 3.8788e-08 | 0.081706 | 0.013778 | 0.24 | 0.71596 | 0 | 0.7026 | 0.0020574 | 0 | #DIV/0! | #DIV/0! | #DIV/0! | #DIV/0! | 0 | 0 | 0 | 0
1977-11-22 | Nov | 22 | 9:00 | 30.02 | 280 | 413.3858 | 24803.1504 | 0 | 0 | 0.041466 | 3.9447e-08 | 0.081037 | 0.013881 | 0.24 | 0.71697 | 0 | 0.71369 | 0.0020407 | 0 | #DIV/0! | #DIV/0! | #DIV/0! | #DIV/0! | 0 | 0 | 0 | 0
1977-11-22 | Nov | 22 | 10:00 | 33.08 | 130 | 610.2362 | 36614.1744 | 0 | 0 | 0.041537 | 3.9787e-08 | 0.080541 | 0.01396 | 0.24 | 0.7141 | 0 | 0.7222 | 0.0020281 | 0 | #DIV/0! | #DIV/0! | #DIV/0! | #DIV/0! | 0 | 0 | 0 | 0
1977-11-22 | Nov | 22 | 11:00 | 33.98 | 150 | 905.5118 | 54330.7104 | 0 | 0 | 0.041558 | 3.9887e-08 | 0.080395 | 0.013983 | 0.24 | 0.71327 | 0 | 0.72473 | 0.0020244 | 0 | #DIV/0! | #DIV/0! | #DIV/0! | #DIV/0! | 0 | 0 | 0 | 0
1977-11-22 | Nov | 22 | 12:00 | 35.96 | 140 | 905.5118 | 54330.7104 | 0 | 0 | 0.041604 | 4.0107e-08 | 0.080074 | 0.014035 | 0.24 | 0.71143 | 0 | 0.73031 | 0.0020163 | 0 | #DIV/0! | #DIV/0! | #DIV/0! | #DIV/0! | 0 | 0 | 0 | 0
1977-11-22 | Nov | 22 | 13:00 | 37.94 | 140 | 708.6614 | 42519.6864 | 0 | 0 | 0.04165 | 4.0327e-08 | 0.079754 | 0.014086 | 0.24 | 0.70961 | 0 | 0.73593 | 0.0020083 | 0 | #DIV/0! | #DIV/0! | #DIV/0! | #DIV/0! | 0 | 0 | 0 | 0
1977-11-22 | Nov | 22 | 14:00 | 39.02 | 70 | 905.5118 | 54330.7104 | 0 | 0 | 0.041675 | 4.0447e-08 | 0.079579 | 0.014115 | 0.24 | 0.70863 | 0 | 0.73902 | 0.0020039 | 0 | #DIV/0! | #DIV/0! | #DIV/0! | #DIV/0! | 0 | 0 | 0 | 0
1977-11-22 | Nov | 22 | 15:00 | 39.02 | 90 | 807.0866 | 48425.1984 | 0 | 0 | 0.041675 | 4.0447e-08 | 0.079579 | 0.014115 | 0.24 | 0.70863 | 0 | 0.73902 | 0.0020039 | 0 | #DIV/0! | #DIV/0! | #DIV/0! | #DIV/0! | 0 | 0 | 0 | 0
1977-11-22 | Nov | 22 | 16:00 | 37.94 | 70 | 1220.4725 | 73228.3488 | 0 | 0 | 0.04165 | 4.0327e-08 | 0.079754 | 0.014086 | 0.24 | 0.70961 | 0 | 0.73593 | 0.0020083 | 0 | #DIV/0! | #DIV/0! | #DIV/0! | #DIV/0! | 0 | 0 | 0 | 0
1977-11-22 | Nov | 22 | 17:00 | 37.94 | 90 | 1023.6221 | 61417.3248 | 0 | 0 | 0.04165 | 4.0327e-08 | 0.079754 | 0.014086 | 0.24 | 0.70961 | 0 | 0.73593 | 0.0020083 | 0 | #DIV/0! | #DIV/0! | #DIV/0! | #DIV/0! | 0 | 0 | 0 | 0
1977-11-22 | Nov | 22 | 18:00 | 37.94 | 100 | 1417.3229 | 85039.3728 | 0 | 0 | 0.04165 | 4.0327e-08 | 0.079754 | 0.014086 | 0.24 | 0.70961 | 0 | 0.73593 | 0.0020083 | 0 | #DIV/0! | #DIV/0! | #DIV/0! | #DIV/0! | 0 | 0 | 0 | 0
1977-11-22 | Nov | 22 | 19:00 | 35.96 | 120 | 1220.4725 | 73228.3488 | 0 | 0 | 0.041604 | 4.0107e-08 | 0.080074 | 0.014035 | 0.24 | 0.71143 | 0 | 0.73031 | 0.0020163 | 0 | #DIV/0! | #DIV/0! | #DIV/0! | #DIV/0! | 0 | 0 | 0 | 0
1977-11-22 | Nov | 22 | 20:00 | 35.06 | 120 | 1318.8977 | 79133.8608 | 0 | 0 | 0.041583 | 4.0007e-08 | 0.08022 | 0.014012 | 0.24 | 0.71226 | 0 | 0.72776 | 0.00202 | 0 | #DIV/0! | #DIV/0! | #DIV/0! | #DIV/0! | 0 | 0 | 0 | 0
1977-11-22 | Nov | 22 | 21:00 | 35.06 | 110 | 807.0866 | 48425.1984 | 0 | 0 | 0.041583 | 4.0007e-08 | 0.08022 | 0.014012 | 0.24 | 0.71226 | 0 | 0.72776 | 0.00202 | 0 | #DIV/0! | #DIV/0! | #DIV/0! | #DIV/0! | 0 | 0 | 0 | 0
1977-11-22 | Nov | 22 | 22:00 | 37.04 | 90 | 1220.4725 | 73228.3488 | 0 | 0 | 0.041629 | 4.0227e-08 | 0.0799 | 0.014063 | 0.24 | 0.71044 | 0 | 0.73337 | 0.0020119 | 0 | #DIV/0! | #DIV/0! | #DIV/0! | #DIV/0! | 0 | 0 | 0 | 0
1977-11-22 | Nov | 22 | 23:00 | 35.96 | 120 | 1318.8977 | 79133.8608 | 0 | 0 | 0.041604 | 4.0107e-08 | 0.080074 | 0.014035 | 0.24 | 0.71143 | 0 | 0.73031 | 0.0020163 | 0 | #DIV/0! | #DIV/0! | #DIV/0! | #DIV/0! | 0 | 0 | 0 | 0
1977-11-22 | Nov | 22 | 24:00 | 35.96 | 130 | 905.5118 | 54330.7104 | 0 | 0 | 0.041604 | 4.0107e-08 | 0.080074 | 0.014035 | 0.24 | 0.71143 | 0 | 0.73031 | 0.0020163 | 0 | #DIV/0! | #DIV/0! | #DIV/0! | #DIV/0! | 0 | 0 | 0 | 0
1977-11-23 | Nov | 23 | 1:00 | 35.96 | 130 | 905.5118 | 54330.7104 | 0 | 0 | 0.041604 | 4.0107e-08 | 0.080074 | 0.014035 | 0.24 | 0.71143 | 0 | 0.73031 | 0.0020163 | 0 | #DIV/0! | #DIV/0! | #DIV/0! | #DIV/0! | 0 | 0 | 0 | 0
1977-11-23 | Nov | 23 | 2:00 | 35.06 | 140 | 1023.6221 | 61417.3248 | 0 | 0 | 0.041583 | 4.0007e-08 | 0.08022 | 0.014012 | 0.24 | 0.71226 | 0 | 0.72776 | 0.00202 | 0 | #DIV/0! | #DIV/0! | #DIV/0! | #DIV/0! | 0 | 0 | 0 | 0
1977-11-23 | Nov | 23 | 3:00 | 35.06 | 120 | 807.0866 | 48425.1984 | 0 | 0 | 0.041583 | 4.0007e-08 | 0.08022 | 0.014012 | 0.24 | 0.71226 | 0 | 0.72776 | 0.00202 | 0 | #DIV/0! | #DIV/0! | #DIV/0! | #DIV/0! | 0 | 0 | 0 | 0
1977-11-23 | Nov | 23 | 4:00 | 35.06 | 130 | 708.6614 | 42519.6864 | 0 | 0 | 0.041583 | 4.0007e-08 | 0.08022 | 0.014012 | 0.24 | 0.71226 | 0 | 0.72776 | 0.00202 | 0 | #DIV/0! | #DIV/0! | #DIV/0! | #DIV/0! | 0 | 0 | 0 | 0
1977-11-23 | Nov | 23 | 5:00 | 33.98 | 160 | 610.2362 | 36614.1744 | 0 | 0 | 0.041558 | 3.9887e-08 | 0.080395 | 0.013983 | 0.24 | 0.71327 | 0 | 0.72473 | 0.0020244 | 0 | #DIV/0! | #DIV/0! | #DIV/0! | #DIV/0! | 0 | 0 | 0 | 0
1977-11-23 | Nov | 23 | 6:00 | 33.98 | 140 | 807.0866 | 48425.1984 | 0 | 0 | 0.041558 | 3.9887e-08 | 0.080395 | 0.013983 | 0.24 | 0.71327 | 0 | 0.72473 | 0.0020244 | 0 | #DIV/0! | #DIV/0! | #DIV/0! | #DIV/0! | 0 | 0 | 0 | 0
1977-11-23 | Nov | 23 | 7:00 | 35.96 | 160 | 610.2362 | 36614.1744 | 0 | 0 | 0.041604 | 4.0107e-08 | 0.080074 | 0.014035 | 0.24 | 0.71143 | 0 | 0.73031 | 0.0020163 | 0 | #DIV/0! | #DIV/0! | #DIV/0! | #DIV/0! | 0 | 0 | 0 | 0
1977-11-23 | Nov | 23 | 8:00 | 35.96 | 140 | 708.6614 | 42519.6864 | 0 | 0 | 0.041604 | 4.0107e-08 | 0.080074 | 0.014035 | 0.24 | 0.71143 | 0 | 0.73031 | 0.0020163 | 0 | #DIV/0! | #DIV/0! | #DIV/0! | #DIV/0! | 0 | 0 | 0 | 0
1977-11-23 | Nov | 23 | 9:00 | 35.96 | 170 | 807.0866 | 48425.1984 | 0 | 0 | 0.041604 | 4.0107e-08 | 0.080074 | 0.014035 | 0.24 | 0.71143 | 0 | 0.73031 | 0.0020163 | 0 | #DIV/0! | #DIV/0! | #DIV/0! | #DIV/0! | 0 | 0 | 0 | 0
1977-11-23 | Nov | 23 | 10:00 | 35.96 | 210 | 413.3858 | 24803.1504 | 0 | 0 | 0.041604 | 4.0107e-08 | 0.080074 | 0.014035 | 0.24 | 0.71143 | 0 | 0.73031 | 0.0020163 | 0 | #DIV/0! | #DIV/0! | #DIV/0! | #DIV/0! | 0 | 0 | 0 | 0
1977-11-23 | Nov | 23 | 11:00 | 35.96 | 230 | 807.0866 | 48425.1984 | 0 | 0 | 0.041604 | 4.0107e-08 | 0.080074 | 0.014035 | 0.24 | 0.71143 | 0 | 0.73031 | 0.0020163 | 0 | #DIV/0! | #DIV/0! | #DIV/0! | #DIV/0! | 0 | 0 | 0 | 0
1977-11-23 | Nov | 23 | 12:00 | 37.94 | 250 | 1122.0473 | 67322.8368 | 0 | 0 | 0.04165 | 4.0327e-08 | 0.079754 | 0.014086 | 0.24 | 0.70961 | 0 | 0.73593 | 0.0020083 | 0 | #DIV/0! | #DIV/0! | #DIV/0! | #DIV/0! | 0 | 0 | 0 | 0
1977-11-23 | Nov | 23 | 13:00 | 37.94 | 250 | 1122.0473 | 67322.8368 | 0 | 0 | 0.04165 | 4.0327e-08 | 0.079754 | 0.014086 | 0.24 | 0.70961 | 0 | 0.73593 | 0.0020083 | 0 | #DIV/0! | #DIV/0! | #DIV/0! | #DIV/0! | 0 | 0 | 0 | 0
1977-11-23 | Nov | 23 | 14:00 | 37.04 | 250 | 1318.8977 | 79133.8608 | 0 | 0 | 0.041629 | 4.0227e-08 | 0.0799 | 0.014063 | 0.24 | 0.71044 | 0 | 0.73337 | 0.0020119 | 0 | #DIV/0! | #DIV/0! | #DIV/0! | #DIV/0! | 0 | 0 | 0 | 0
1977-11-23 | Nov | 23 | 15:00 | 37.94 | 250 | 1122.0473 | 67322.8368 | 0 | 0 | 0.04165 | 4.0327e-08 | 0.079754 | 0.014086 | 0.24 | 0.70961 | 0 | 0.73593 | 0.0020083 | 0 | #DIV/0! | #DIV/0! | #DIV/0! | #DIV/0! | 0 | 0 | 0 | 0
1977-11-23 | Nov | 23 | 16:00 | 35.96 | 260 | 1122.0473 | 67322.8368 | 0 | 0 | 0.041604 | 4.0107e-08 | 0.080074 | 0.014035 | 0.24 | 0.71143 | 0 | 0.73031 | 0.0020163 | 0 | #DIV/0! | #DIV/0! | #DIV/0! | #DIV/0! | 0 | 0 | 0 | 0
1977-11-23 | Nov | 23 | 17:00 | 35.96 | 270 | 1122.0473 | 67322.8368 | 0 | 0 | 0.041604 | 4.0107e-08 | 0.080074 | 0.014035 | 0.24 | 0.71143 | 0 | 0.73031 | 0.0020163 | 0 | #DIV/0! | #DIV/0! | #DIV/0! | #DIV/0! | 0 | 0 | 0 | 0
1977-11-23 | Nov | 23 | 18:00 | 37.04 | 270 | 1023.6221 | 61417.3248 | 0 | 0 | 0.041629 | 4.0227e-08 | 0.0799 | 0.014063 | 0.24 | 0.71044 | 0 | 0.73337 | 0.0020119 | 0 | #DIV/0! | #DIV/0! | #DIV/0! | #DIV/0! | 0 | 0 | 0 | 0
1977-11-23 | Nov | 23 | 19:00 | 35.96 | 280 | 1220.4725 | 73228.3488 | 0 | 0 | 0.041604 | 4.0107e-08 | 0.080074 | 0.014035 | 0.24 | 0.71143 | 0 | 0.73031 | 0.0020163 | 0 | #DIV/0! | #DIV/0! | #DIV/0! | #DIV/0! | 0 | 0 | 0 | 0
1977-11-23 | Nov | 23 | 20:00 | 35.06 | 290 | 1122.0473 | 67322.8368 | 0 | 0 | 0.041583 | 4.0007e-08 | 0.08022 | 0.014012 | 0.24 | 0.71226 | 0 | 0.72776 | 0.00202 | 0 | #DIV/0! | #DIV/0! | #DIV/0! | #DIV/0! | 0 | 0 | 0 | 0
1977-11-23 | Nov | 23 | 21:00 | 35.06 | 290 | 905.5118 | 54330.7104 | 0 | 0 | 0.041583 | 4.0007e-08 | 0.08022 | 0.014012 | 0.24 | 0.71226 | 0 | 0.72776 | 0.00202 | 0 | #DIV/0! | #DIV/0! | #DIV/0! | #DIV/0! | 0 | 0 | 0 | 0
1977-11-23 | Nov | 23 | 22:00 | 33.08 | 280 | 708.6614 | 42519.6864 | 0 | 0 | 0.041537 | 3.9787e-08 | 0.080541 | 0.01396 | 0.24 | 0.7141 | 0 | 0.7222 | 0.0020281 | 0 | #DIV/0! | #DIV/0! | #DIV/0! | #DIV/0! | 0 | 0 | 0 | 0
1977-11-23 | Nov | 23 | 23:00 | 33.98 | 290 | 1023.6221 | 61417.3248 | 0 | 0 | 0.041558 | 3.9887e-08 | 0.080395 | 0.013983 | 0.24 | 0.71327 | 0 | 0.72473 | 0.0020244 | 0 | #DIV/0! | #DIV/0! | #DIV/0! | #DIV/0! | 0 | 0 | 0 | 0
1977-11-23 | Nov | 23 | 24:00 | 35.06 | 300 | 807.0866 | 48425.1984 | 0 | 0 | 0.041583 | 4.0007e-08 | 0.08022 | 0.014012 | 0.24 | 0.71226 | 0 | 0.72776 | 0.00202 | 0 | #DIV/0! | #DIV/0! | #DIV/0! | #DIV/0! | 0 | 0 | 0 | 0
1977-11-24 | Nov | 24 | 1:00 | 33.08 | 290 | 1122.0473 | 67322.8368 | 0 | 0 | 0.041537 | 3.9787e-08 | 0.080541 | 0.01396 | 0.24 | 0.7141 | 0 | 0.7222 | 0.0020281 | 0 | #DIV/0! | #DIV/0! | #DIV/0! | #DIV/0! | 0 | 0 | 0 | 0
1977-11-24 | Nov | 24 | 2:00 | 32 | 290 | 1122.0473 | 67322.8368 | 0 | 0 | 0.041512 | 3.9667e-08 | 0.080716 | 0.013932 | 0.24 | 0.71511 | 0 | 0.71919 | 0.0020325 | 0 | #DIV/0! | #DIV/0! | #DIV/0! | #DIV/0! | 0 | 0 | 0 | 0
1977-11-24 | Nov | 24 | 3:00 | 33.08 | 300 | 1318.8977 | 79133.8608 | 0 | 0 | 0.041537 | 3.9787e-08 | 0.080541 | 0.01396 | 0.24 | 0.7141 | 0 | 0.7222 | 0.0020281 | 0 | #DIV/0! | #DIV/0! | #DIV/0! | #DIV/0! | 0 | 0 | 0 | 0
1977-11-24 | Nov | 24 | 4:00 | 33.08 | 300 | 905.5118 | 54330.7104 | 0 | 0 | 0.041537 | 3.9787e-08 | 0.080541 | 0.01396 | 0.24 | 0.7141 | 0 | 0.7222 | 0.0020281 | 0 | #DIV/0! | #DIV/0! | #DIV/0! | #DIV/0! | 0 | 0 | 0 | 0
1977-11-24 | Nov | 24 | 5:00 | 33.08 | 300 | 1023.6221 | 61417.3248 | 0 | 0 | 0.041537 | 3.9787e-08 | 0.080541 | 0.01396 | 0.24 | 0.7141 | 0 | 0.7222 | 0.0020281 | 0 | #DIV/0! | #DIV/0! | #DIV/0! | #DIV/0! | 0 | 0 | 0 | 0
1977-11-24 | Nov | 24 | 6:00 | 32 | 300 | 807.0866 | 48425.1984 | 0 | 0 | 0.041512 | 3.9667e-08 | 0.080716 | 0.013932 | 0.24 | 0.71511 | 0 | 0.71919 | 0.0020325 | 0 | #DIV/0! | #DIV/0! | #DIV/0! | #DIV/0! | 0 | 0 | 0 | 0
1977-11-24 | Nov | 24 | 7:00 | 32 | 280 | 905.5118 | 54330.7104 | 0 | 0 | 0.041512 | 3.9667e-08 | 0.080716 | 0.013932 | 0.24 | 0.71511 | 0 | 0.71919 | 0.0020325 | 0 | #DIV/0! | #DIV/0! | #DIV/0! | #DIV/0! | 0 | 0 | 0 | 0
1977-11-24 | Nov | 24 | 8:00 | 33.08 | 290 | 1220.4725 | 73228.3488 | 0 | 0 | 0.041537 | 3.9787e-08 | 0.080541 | 0.01396 | 0.24 | 0.7141 | 0 | 0.7222 | 0.0020281 | 0 | #DIV/0! | #DIV/0! | #DIV/0! | #DIV/0! | 0 | 0 | 0 | 0
1977-11-24 | Nov | 24 | 9:00 | 33.08 | 280 | 1023.6221 | 61417.3248 | 0 | 0 | 0.041537 | 3.9787e-08 | 0.080541 | 0.01396 | 0.24 | 0.7141 | 0 | 0.7222 | 0.0020281 | 0 | #DIV/0! | #DIV/0! | #DIV/0! | #DIV/0! | 0 | 0 | 0 | 0
1977-11-24 | Nov | 24 | 10:00 | 35.06 | 280 | 1220.4725 | 73228.3488 | 0 | 0 | 0.041583 | 4.0007e-08 | 0.08022 | 0.014012 | 0.24 | 0.71226 | 0 | 0.72776 | 0.00202 | 0 | #DIV/0! | #DIV/0! | #DIV/0! | #DIV/0! | 0 | 0 | 0 | 0
1977-11-24 | Nov | 24 | 11:00 | 35.06 | 280 | 1220.4725 | 73228.3488 | 0 | 0 | 0.041583 | 4.0007e-08 | 0.08022 | 0.014012 | 0.24 | 0.71226 | 0 | 0.72776 | 0.00202 | 0 | #DIV/0! | #DIV/0! | #DIV/0! | #DIV/0! | 0 | 0 | 0 | 0
1977-11-24 | Nov | 24 | 12:00 | 35.06 | 260 | 807.0866 | 48425.1984 | 0 | 0 | 0.041583 | 4.0007e-08 | 0.08022 | 0.014012 | 0.24 | 0.71226 | 0 | 0.72776 | 0.00202 | 0 | #DIV/0! | #DIV/0! | #DIV/0! | #DIV/0! | 0 | 0 | 0 | 0
1977-11-24 | Nov | 24 | 13:00 | 37.04 | 260 | 1122.0473 | 67322.8368 | 0 | 0 | 0.041629 | 4.0227e-08 | 0.0799 | 0.014063 | 0.24 | 0.71044 | 0 | 0.73337 | 0.0020119 | 0 | #DIV/0! | #DIV/0! | #DIV/0! | #DIV/0! | 0 | 0 | 0 | 0
1977-11-24 | Nov | 24 | 14:00 | 39.02 | 260 | 905.5118 | 54330.7104 | 0 | 0 | 0.041675 | 4.0447e-08 | 0.079579 | 0.014115 | 0.24 | 0.70863 | 0 | 0.73902 | 0.0020039 | 0 | #DIV/0! | #DIV/0! | #DIV/0! | #DIV/0! | 0 | 0 | 0 | 0
1977-11-24 | Nov | 24 | 15:00 | 37.94 | 290 | 708.6614 | 42519.6864 | 0 | 0 | 0.04165 | 4.0327e-08 | 0.079754 | 0.014086 | 0.24 | 0.70961 | 0 | 0.73593 | 0.0020083 | 0 | #DIV/0! | #DIV/0! | #DIV/0! | #DIV/0! | 0 | 0 | 0 | 0
1977-11-24 | Nov | 24 | 16:00 | 35.06 | 290 | 511.811 | 30708.6624 | 0 | 0 | 0.041583 | 4.0007e-08 | 0.08022 | 0.014012 | 0.24 | 0.71226 | 0 | 0.72776 | 0.00202 | 0 | #DIV/0! | #DIV/0! | #DIV/0! | #DIV/0! | 0 | 0 | 0 | 0
1977-11-24 | Nov | 24 | 17:00 | 32 | 280 | 511.811 | 30708.6624 | 0 | 0 | 0.041512 | 3.9667e-08 | 0.080716 | 0.013932 | 0.24 | 0.71511 | 0 | 0.71919 | 0.0020325 | 0 | #DIV/0! | #DIV/0! | #DIV/0! | #DIV/0! | 0 | 0 | 0 | 0
1977-11-24 | Nov | 24 | 18:00 | 30.92 | 260 | 413.3858 | 24803.1504 | 0 | 0 | 0.041487 | 3.9547e-08 | 0.080891 | 0.013904 | 0.24 | 0.71612 | 0 | 0.71619 | 0.002037 | 0 | #DIV/0! | #DIV/0! | #DIV/0! | #DIV/0! | 0 | 0 | 0 | 0
1977-11-24 | Nov | 24 | 19:00 | 30.02 | 190 | 511.811 | 30708.6624 | 0 | 0 | 0.041466 | 3.9447e-08 | 0.081037 | 0.013881 | 0.24 | 0.71697 | 0 | 0.71369 | 0.0020407 | 0 | #DIV/0! | #DIV/0! | #DIV/0! | #DIV/0! | 0 | 0 | 0 | 0
1977-11-24 | Nov | 24 | 20:00 | 30.02 | 250 | 295.2756 | 17716.536 | 0 | 0 | 0.041466 | 3.9447e-08 | 0.081037 | 0.013881 | 0.24 | 0.71697 | 0 | 0.71369 | 0.0020407 | 0 | #DIV/0! | #DIV/0! | #DIV/0! | #DIV/0! | 0 | 0 | 0 | 0
1977-11-24 | Nov | 24 | 21:00 | 30.92 | 270 | 413.3858 | 24803.1504 | 0 | 0 | 0.041487 | 3.9547e-08 | 0.080891 | 0.013904 | 0.24 | 0.71612 | 0 | 0.71619 | 0.002037 | 0 | #DIV/0! | #DIV/0! | #DIV/0! | #DIV/0! | 0 | 0 | 0 | 0
1977-11-24 | Nov | 24 | 22:00 | 30.92 | 120 | 295.2756 | 17716.536 | 0 | 0 | 0.041487 | 3.9547e-08 | 0.080891 | 0.013904 | 0.24 | 0.71612 | 0 | 0.71619 | 0.002037 | 0 | #DIV/0! | #DIV/0! | #DIV/0! | #DIV/0! | 0 | 0 | 0 | 0
1977-11-24 | Nov | 24 | 23:00 | 33.08 | 160 | 905.5118 | 54330.7104 | 0 | 0 | 0.041537 | 3.9787e-08 | 0.080541 | 0.01396 | 0.24 | 0.7141 | 0 | 0.7222 | 0.0020281 | 0 | #DIV/0! | #DIV/0! | #DIV/0! | #DIV/0! | 0 | 0 | 0 | 0
1977-11-24 | Nov | 24 | 24:00 | 33.08 | 160 | 1220.4725 | 73228.3488 | 0 | 0 | 0.041537 | 3.9787e-08 | 0.080541 | 0.01396 | 0.24 | 0.7141 | 0 | 0.7222 | 0.0020281 | 0 | #DIV/0! | #DIV/0! | #DIV/0! | #DIV/0! | 0 | 0 | 0 | 0
1977-11-25 | Nov | 25 | 1:00 | 32 | 160 | 1614.1733 | 96850.3968 | 0 | 0 | 0.041512 | 3.9667e-08 | 0.080716 | 0.013932 | 0.24 | 0.71511 | 0 | 0.71919 | 0.0020325 | 0 | #DIV/0! | #DIV/0! | #DIV/0! | #DIV/0! | 0 | 0 | 0 | 0
1977-11-25 | Nov | 25 | 2:00 | 30.92 | 270 | 610.2362 | 36614.1744 | 0 | 0 | 0.041487 | 3.9547e-08 | 0.080891 | 0.013904 | 0.24 | 0.71612 | 0 | 0.71619 | 0.002037 | 0 | #DIV/0! | #DIV/0! | #DIV/0! | #DIV/0! | 0 | 0 | 0 | 0
1977-11-25 | Nov | 25 | 3:00 | 32 | 270 | 413.3858 | 24803.1504 | 0 | 0 | 0.041512 | 3.9667e-08 | 0.080716 | 0.013932 | 0.24 | 0.71511 | 0 | 0.71919 | 0.0020325 | 0 | #DIV/0! | #DIV/0! | #DIV/0! | #DIV/0! | 0 | 0 | 0 | 0
1977-11-25 | Nov | 25 | 4:00 | 30.92 | 350 | 610.2362 | 36614.1744 | 0 | 0 | 0.041487 | 3.9547e-08 | 0.080891 | 0.013904 | 0.24 | 0.71612 | 0 | 0.71619 | 0.002037 | 0 | #DIV/0! | #DIV/0! | #DIV/0! | #DIV/0! | 0 | 0 | 0 | 0
1977-11-25 | Nov | 25 | 5:00 | 30.02 | 320 | 511.811 | 30708.6624 | 0 | 0 | 0.041466 | 3.9447e-08 | 0.081037 | 0.013881 | 0.24 | 0.71697 | 0 | 0.71369 | 0.0020407 | 0 | #DIV/0! | #DIV/0! | #DIV/0! | #DIV/0! | 0 | 0 | 0 | 0
1977-11-25 | Nov | 25 | 6:00 | 30.02 | 310 | 511.811 | 30708.6624 | 0 | 0 | 0.041466 | 3.9447e-08 | 0.081037 | 0.013881 | 0.24 | 0.71697 | 0 | 0.71369 | 0.0020407 | 0 | #DIV/0! | #DIV/0! | #DIV/0! | #DIV/0! | 0 | 0 | 0 | 0
1977-11-25 | Nov | 25 | 7:00 | 28.94 | 280 | 610.2362 | 36614.1744 | 0 | 0 | 0.041368 | 3.9268e-08 | 0.081219 | 0.013852 | 0.24 | 0.71671 | 0 | 0.71065 | 0.0020452 | 0 | #DIV/0! | #DIV/0! | #DIV/0! | #DIV/0! | 0 | 0 | 0 | 0
1977-11-25 | Nov | 25 | 8:00 | 28.04 | 290 | 807.0866 | 48425.1984 | 0 | 0 | 0.041284 | 3.9118e-08 | 0.081371 | 0.013829 | 0.24 | 0.71648 | 0 | 0.70812 | 0.002049 | 0 | #DIV/0! | #DIV/0! | #DIV/0! | #DIV/0! | 0 | 0 | 0 | 0
1977-11-25 | Nov | 25 | 9:00 | 24.08 | 310 | 1417.3229 | 85039.3728 | 0 | 0 | 0.040917 | 3.8458e-08 | 0.08204 | 0.013726 | 0.24 | 0.71544 | 0 | 0.69712 | 0.0020658 | 0 | #DIV/0! | #DIV/0! | #DIV/0! | #DIV/0! | 0 | 0 | 0 | 0
1977-11-25 | Nov | 25 | 10:00 | 21.92 | 330 | 1830.7087 | 109842.5232 | 0 | 0 | 0.040717 | 3.8098e-08 | 0.082406 | 0.01367 | 0.24 | 0.71486 | 0 | 0.69119 | 0.002075 | 0 | #DIV/0! | #DIV/0! | #DIV/0! | #DIV/0! | 0 | 0 | 0 | 0
1977-11-25 | Nov | 25 | 11:00 | 19.94 | 320 | 1417.3229 | 85039.3728 | 0 | 0 | 0.040535 | 3.7769e-08 | 0.082741 | 0.013618 | 0.24 | 0.71436 | 0 | 0.6858 | 0.0020836 | 0 | #DIV/0! | #DIV/0! | #DIV/0! | #DIV/0! | 0 | 0 | 0 | 0
1977-11-25 | Nov | 25 | 12:00 | 19.04 | 320 | 1830.7087 | 109842.5232 | 0 | 0 | 0.040473 | 3.7644e-08 | 0.082899 | 0.013595 | 0.24 | 0.71448 | 0 | 0.68331 | 0.0020875 | 0 | #DIV/0! | #DIV/0! | #DIV/0! | #DIV/0! | 0 | 0 | 0 | 0
1977-11-25 | Nov | 25 | 13:00 | 19.04 | 310 | 1830.7087 | 109842.5232 | 0 | 0 | 0.040473 | 3.7644e-08 | 0.082899 | 0.013595 | 0.24 | 0.71448 | 0 | 0.68331 | 0.0020875 | 0 | #DIV/0! | #DIV/0! | #DIV/0! | #DIV/0! | 0 | 0 | 0 | 0
1977-11-25 | Nov | 25 | 14:00 | 19.04 | 320 | 1515.7481 | 90944.8848 | 0 | 0 | 0.040473 | 3.7644e-08 | 0.082899 | 0.013595 | 0.24 | 0.71448 | 0 | 0.68331 | 0.0020875 | 0 | #DIV/0! | #DIV/0! | #DIV/0! | #DIV/0! | 0 | 0 | 0 | 0
1977-11-25 | Nov | 25 | 15:00 | 17.96 | 310 | 1830.7087 | 109842.5232 | 0 | 0 | 0.040397 | 3.7494e-08 | 0.083089 | 0.013567 | 0.24 | 0.71463 | 0 | 0.68034 | 0.0020922 | 0 | #DIV/0! | #DIV/0! | #DIV/0! | #DIV/0! | 0 | 0 | 0 | 0
1977-11-25 | Nov | 25 | 16:00 | 19.04 | 300 | 1614.1733 | 96850.3968 | 0 | 0 | 0.040473 | 3.7644e-08 | 0.082899 | 0.013595 | 0.24 | 0.71448 | 0 | 0.68331 | 0.0020875 | 0 | #DIV/0! | #DIV/0! | #DIV/0! | #DIV/0! | 0 | 0 | 0 | 0
1977-11-25 | Nov | 25 | 17:00 | 17.06 | 310 | 1614.1733 | 96850.3968 | 0 | 0 | 0.040335 | 3.7369e-08 | 0.083247 | 0.013544 | 0.24 | 0.71476 | 0 | 0.67788 | 0.0020962 | 0 | #DIV/0! | #DIV/0! | #DIV/0! | #DIV/0! | 0 | 0 | 0 | 0
1977-11-25 | Nov | 25 | 18:00 | 17.06 | 310 | 1515.7481 | 90944.8848 | 0 | 0 | 0.040335 | 3.7369e-08 | 0.083247 | 0.013544 | 0.24 | 0.71476 | 0 | 0.67788 | 0.0020962 | 0 | #DIV/0! | #DIV/0! | #DIV/0! | #DIV/0! | 0 | 0 | 0 | 0
1977-11-25 | Nov | 25 | 19:00 | 15.98 | 300 | 1614.1733 | 96850.3968 | 0 | 0 | 0.04026 | 3.7219e-08 | 0.083438 | 0.013515 | 0.24 | 0.71491 | 0 | 0.67493 | 0.0021009 | 0 | #DIV/0! | #DIV/0! | #DIV/0! | #DIV/0! | 0 | 0 | 0 | 0
1977-11-25 | Nov | 25 | 20:00 | 15.08 | 300 | 1023.6221 | 61417.3248 | 0 | 0 | 0.040197 | 3.7094e-08 | 0.083596 | 0.013492 | 0.24 | 0.71504 | 0 | 0.67248 | 0.0021049 | 0 | #DIV/0! | #DIV/0! | #DIV/0! | #DIV/0! | 0 | 0 | 0 | 0
1977-11-25 | Nov | 25 | 21:00 | 12.92 | 310 | 1220.4725 | 73228.3488 | 0 | 0 | 0.040047 | 3.6794e-08 | 0.083976 | 0.013436 | 0.24 | 0.71535 | 0 | 0.66665 | 0.0021145 | 0 | #DIV/0! | #DIV/0! | #DIV/0! | #DIV/0! | 0 | 0 | 0 | 0
1977-11-25 | Nov | 25 | 22:00 | 12.02 | 300 | 1830.7087 | 109842.5232 | 0 | 0 | 0.039985 | 3.6669e-08 | 0.084134 | 0.013413 | 0.24 | 0.71547 | 0 | 0.66424 | 0.0021186 | 0 | #DIV/0! | #DIV/0! | #DIV/0! | #DIV/0! | 0 | 0 | 0 | 0
1977-11-25 | Nov | 25 | 23:00 | 10.04 | 310 | 1929.1339 | 115748.0352 | 0 | 0 | 0.039847 | 3.6394e-08 | 0.084483 | 0.013361 | 0.24 | 0.71576 | 0 | 0.65896 | 0.0021275 | 0 | #DIV/0! | #DIV/0! | #DIV/0! | #DIV/0! | 0 | 0 | 0 | 0
1977-11-25 | Nov | 25 | 24:00 | 8.96 | 310 | 1220.4725 | 73228.3488 | 0 | 0 | 0.039772 | 3.6244e-08 | 0.084681 | 0.013333 | 0.24 | 0.71592 | 0 | 0.65604 | 0.0021324 | 0 | #DIV/0! | #DIV/0! | #DIV/0! | #DIV/0! | 0 | 0 | 0 | 0
1977-11-26 | Nov | 26 | 1:00 | 8.96 | 300 | 1220.4725 | 73228.3488 | 0 | 0 | 0.039772 | 3.6244e-08 | 0.084681 | 0.013333 | 0.24 | 0.71592 | 0 | 0.65604 | 0.0021324 | 0 | #DIV/0! | #DIV/0! | #DIV/0! | #DIV/0! | 0 | 0 | 0 | 0
1977-11-26 | Nov | 26 | 2:00 | 6.98 | 300 | 1220.4725 | 73228.3488 | 0 | 0 | 0.039634 | 3.5969e-08 | 0.085046 | 0.013281 | 0.24 | 0.7162 | 0 | 0.6507 | 0.0021414 | 0 | #DIV/0! | #DIV/0! | #DIV/0! | #DIV/0! | 0 | 0 | 0 | 0
1977-11-26 | Nov | 26 | 3:00 | 5 | 300 | 1220.4725 | 73228.3488 | 0 | 0 | 0.039497 | 3.5694e-08 | 0.08541 | 0.01323 | 0.24 | 0.7165 | 0 | 0.64542 | 0.0021505 | 0 | #DIV/0! | #DIV/0! | #DIV/0! | #DIV/0! | 0 | 0 | 0 | 0
1977-11-26 | Nov | 26 | 4:00 | 3.92 | 300 | 905.5118 | 54330.7104 | 0 | 0 | 0.039422 | 3.5544e-08 | 0.085609 | 0.013202 | 0.24 | 0.71665 | 0 | 0.64255 | 0.0021555 | 0 | #DIV/0! | #DIV/0! | #DIV/0! | #DIV/0! | 0 | 0 | 0 | 0
1977-11-26 | Nov | 26 | 5:00 | 3.92 | 300 | 807.0866 | 48425.1984 | 0 | 0 | 0.039422 | 3.5544e-08 | 0.085609 | 0.013202 | 0.24 | 0.71665 | 0 | 0.64255 | 0.0021555 | 0 | #DIV/0! | #DIV/0! | #DIV/0! | #DIV/0! | 0 | 0 | 0 | 0
1977-11-26 | Nov | 26 | 6:00 | 3.92 | 290 | 1023.6221 | 61417.3248 | 0 | 0 | 0.039422 | 3.5544e-08 | 0.085609 | 0.013202 | 0.24 | 0.71665 | 0 | 0.64255 | 0.0021555 | 0 | #DIV/0! | #DIV/0! | #DIV/0! | #DIV/0! | 0 | 0 | 0 | 0
1977-11-26 | Nov | 26 | 7:00 | 3.02 | 290 | 807.0866 | 48425.1984 | 0 | 0 | 0.039359 | 3.5419e-08 | 0.085774 | 0.013179 | 0.24 | 0.71679 | 0 | 0.64017 | 0.0021597 | 0 | #DIV/0! | #DIV/0! | #DIV/0! | #DIV/0! | 0 | 0 | 0 | 0
1977-11-26 | Nov | 26 | 8:00 | 3.02 | 280 | 610.2362 | 36614.1744 | 0 | 0 | 0.039359 | 3.5419e-08 | 0.085774 | 0.013179 | 0.24 | 0.71679 | 0 | 0.64017 | 0.0021597 | 0 | #DIV/0! | #DIV/0! | #DIV/0! | #DIV/0! | 0 | 0 | 0 | 0
1977-11-26 | Nov | 26 | 9:00 | 6.08 | 270 | 1023.6221 | 61417.3248 | 0 | 0 | 0.039572 | 3.5844e-08 | 0.085211 | 0.013258 | 0.24 | 0.71634 | 0 | 0.64829 | 0.0021456 | 0 | #DIV/0! | #DIV/0! | #DIV/0! | #DIV/0! | 0 | 0 | 0 | 0
1977-11-26 | Nov | 26 | 10:00 | 10.04 | 290 | 905.5118 | 54330.7104 | 0 | 0 | 0.039847 | 3.6394e-08 | 0.084483 | 0.013361 | 0.24 | 0.71576 | 0 | 0.65896 | 0.0021275 | 0 | #DIV/0! | #DIV/0! | #DIV/0! | #DIV/0! | 0 | 0 | 0 | 0
1977-11-26 | Nov | 26 | 11:00 | 12.92 | 250 | 905.5118 | 54330.7104 | 0 | 0 | 0.040047 | 3.6794e-08 | 0.083976 | 0.013436 | 0.24 | 0.71535 | 0 | 0.66665 | 0.0021145 | 0 | #DIV/0! | #DIV/0! | #DIV/0! | #DIV/0! | 0 | 0 | 0 | 0
1977-11-26 | Nov | 26 | 12:00 | 15.98 | 260 | 1023.6221 | 61417.3248 | 0 | 0 | 0.04026 | 3.7219e-08 | 0.083438 | 0.013515 | 0.24 | 0.71491 | 0 | 0.67493 | 0.0021009 | 0 | #DIV/0! | #DIV/0! | #DIV/0! | #DIV/0! | 0 | 0 | 0 | 0
1977-11-26 | Nov | 26 | 13:00 | 17.96 | 280 | 1122.0473 | 67322.8368 | 0 | 0 | 0.040397 | 3.7494e-08 | 0.083089 | 0.013567 | 0.24 | 0.71463 | 0 | 0.68034 | 0.0020922 | 0 | #DIV/0! | #DIV/0! | #DIV/0! | #DIV/0! | 0 | 0 | 0 | 0
1977-11-26 | Nov | 26 | 14:00 | 19.04 | 230 | 807.0866 | 48425.1984 | 0 | 0 | 0.040473 | 3.7644e-08 | 0.082899 | 0.013595 | 0.24 | 0.71448 | 0 | 0.68331 | 0.0020875 | 0 | #DIV/0! | #DIV/0! | #DIV/0! | #DIV/0! | 0 | 0 | 0 | 0
1977-11-26 | Nov | 26 | 15:00 | 17.96 | 250 | 905.5118 | 54330.7104 | 0 | 0 | 0.040397 | 3.7494e-08 | 0.083089 | 0.013567 | 0.24 | 0.71463 | 0 | 0.68034 | 0.0020922 | 0 | #DIV/0! | #DIV/0! | #DIV/0! | #DIV/0! | 0 | 0 | 0 | 0
1977-11-26 | Nov | 26 | 16:00 | 15.98 | 230 | 807.0866 | 48425.1984 | 0 | 0 | 0.04026 | 3.7219e-08 | 0.083438 | 0.013515 | 0.24 | 0.71491 | 0 | 0.67493 | 0.0021009 | 0 | #DIV/0! | #DIV/0! | #DIV/0! | #DIV/0! | 0 | 0 | 0 | 0
1977-11-26 | Nov | 26 | 17:00 | 12.92 | 240 | 708.6614 | 42519.6864 | 0 | 0 | 0.040047 | 3.6794e-08 | 0.083976 | 0.013436 | 0.24 | 0.71535 | 0 | 0.66665 | 0.0021145 | 0 | #DIV/0! | #DIV/0! | #DIV/0! | #DIV/0! | 0 | 0 | 0 | 0
1977-11-26 | Nov | 26 | 18:00 | 12.02 | 230 | 610.2362 | 36614.1744 | 0 | 0 | 0.039985 | 3.6669e-08 | 0.084134 | 0.013413 | 0.24 | 0.71547 | 0 | 0.66424 | 0.0021186 | 0 | #DIV/0! | #DIV/0! | #DIV/0! | #DIV/0! | 0 | 0 | 0 | 0
1977-11-26 | Nov | 26 | 19:00 | 10.04 | 210 | 413.3858 | 24803.1504 | 0 | 0 | 0.039847 | 3.6394e-08 | 0.084483 | 0.013361 | 0.24 | 0.71576 | 0 | 0.65896 | 0.0021275 | 0 | #DIV/0! | #DIV/0! | #DIV/0! | #DIV/0! | 0 | 0 | 0 | 0
1977-11-26 | Nov | 26 | 20:00 | 10.04 | 170 | 413.3858 | 24803.1504 | 0 | 0 | 0.039847 | 3.6394e-08 | 0.084483 | 0.013361 | 0.24 | 0.71576 | 0 | 0.65896 | 0.0021275 | 0 | #DIV/0! | #DIV/0! | #DIV/0! | #DIV/0! | 0 | 0 | 0 | 0
1977-11-26 | Nov | 26 | 21:00 | 10.04 | 150 | 413.3858 | 24803.1504 | 0 | 0 | 0.039847 | 3.6394e-08 | 0.084483 | 0.013361 | 0.24 | 0.71576 | 0 | 0.65896 | 0.0021275 | 0 | #DIV/0! | #DIV/0! | #DIV/0! | #DIV/0! | 0 | 0 | 0 | 0
1977-11-26 | Nov | 26 | 22:00 | 12.92 | 140 | 610.2362 | 36614.1744 | 0 | 0 | 0.040047 | 3.6794e-08 | 0.083976 | 0.013436 | 0.24 | 0.71535 | 0 | 0.66665 | 0.0021145 | 0 | #DIV/0! | #DIV/0! | #DIV/0! | #DIV/0! | 0 | 0 | 0 | 0
1977-11-26 | Nov | 26 | 23:00 | 15.08 | 150 | 413.3858 | 24803.1504 | 0 | 0 | 0.040197 | 3.7094e-08 | 0.083596 | 0.013492 | 0.24 | 0.71504 | 0 | 0.67248 | 0.0021049 | 0 | #DIV/0! | #DIV/0! | #DIV/0! | #DIV/0! | 0 | 0 | 0 | 0
1977-11-26 | Nov | 26 | 24:00 | 19.04 | 150 | 610.2362 | 36614.1744 | 0 | 0 | 0.040473 | 3.7644e-08 | 0.082899 | 0.013595 | 0.24 | 0.71448 | 0 | 0.68331 | 0.0020875 | 0 | #DIV/0! | #DIV/0! | #DIV/0! | #DIV/0! | 0 | 0 | 0 | 0
1977-11-27 | Nov | 27 | 1:00 | 19.04 | 150 | 708.6614 | 42519.6864 | 0 | 0 | 0.040473 | 3.7644e-08 | 0.082899 | 0.013595 | 0.24 | 0.71448 | 0 | 0.68331 | 0.0020875 | 0 | #DIV/0! | #DIV/0! | #DIV/0! | #DIV/0! | 0 | 0 | 0 | 0
1977-11-27 | Nov | 27 | 2:00 | 19.94 | 160 | 807.0866 | 48425.1984 | 0 | 0 | 0.040535 | 3.7769e-08 | 0.082741 | 0.013618 | 0.24 | 0.71436 | 0 | 0.6858 | 0.0020836 | 0 | #DIV/0! | #DIV/0! | #DIV/0! | #DIV/0! | 0 | 0 | 0 | 0
1977-11-27 | Nov | 27 | 3:00 | 19.04 | 150 | 1023.6221 | 61417.3248 | 0 | 0 | 0.040473 | 3.7644e-08 | 0.082899 | 0.013595 | 0.24 | 0.71448 | 0 | 0.68331 | 0.0020875 | 0 | #DIV/0! | #DIV/0! | #DIV/0! | #DIV/0! | 0 | 0 | 0 | 0
1977-11-27 | Nov | 27 | 4:00 | 19.04 | 120 | 1023.6221 | 61417.3248 | 0 | 0 | 0.040473 | 3.7644e-08 | 0.082899 | 0.013595 | 0.24 | 0.71448 | 0 | 0.68331 | 0.0020875 | 0 | #DIV/0! | #DIV/0! | #DIV/0! | #DIV/0! | 0 | 0 | 0 | 0
1977-11-27 | Nov | 27 | 5:00 | 19.94 | 130 | 1023.6221 | 61417.3248 | 0 | 0 | 0.040535 | 3.7769e-08 | 0.082741 | 0.013618 | 0.24 | 0.71436 | 0 | 0.6858 | 0.0020836 | 0 | #DIV/0! | #DIV/0! | #DIV/0! | #DIV/0! | 0 | 0 | 0 | 0
1977-11-27 | Nov | 27 | 6:00 | 19.94 | 140 | 1122.0473 | 67322.8368 | 0 | 0 | 0.040535 | 3.7769e-08 | 0.082741 | 0.013618 | 0.24 | 0.71436 | 0 | 0.6858 | 0.0020836 | 0 | #DIV/0! | #DIV/0! | #DIV/0! | #DIV/0! | 0 | 0 | 0 | 0
1977-11-27 | Nov | 27 | 7:00 | 21.02 | 130 | 1122.0473 | 67322.8368 | 0 | 0 | 0.040634 | 3.7948e-08 | 0.082558 | 0.013647 | 0.24 | 0.71462 | 0 | 0.68874 | 0.0020789 | 0 | #DIV/0! | #DIV/0! | #DIV/0! | #DIV/0! | 0 | 0 | 0 | 0
1977-11-27 | Nov | 27 | 8:00 | 21.92 | 140 | 1318.8977 | 79133.8608 | 0 | 0 | 0.040717 | 3.8098e-08 | 0.082406 | 0.01367 | 0.24 | 0.71486 | 0 | 0.69119 | 0.002075 | 0 | #DIV/0! | #DIV/0! | #DIV/0! | #DIV/0! | 0 | 0 | 0 | 0
1977-11-27 | Nov | 27 | 9:00 | 23 | 150 | 1614.1733 | 96850.3968 | 0 | 0 | 0.040817 | 3.8278e-08 | 0.082223 | 0.013698 | 0.24 | 0.71515 | 0 | 0.69415 | 0.0020704 | 0 | #DIV/0! | #DIV/0! | #DIV/0! | #DIV/0! | 0 | 0 | 0 | 0
1977-11-27 | Nov | 27 | 10:00 | 24.08 | 150 | 1318.8977 | 79133.8608 | 0 | 0 | 0.040917 | 3.8458e-08 | 0.08204 | 0.013726 | 0.24 | 0.71544 | 0 | 0.69712 | 0.0020658 | 0 | #DIV/0! | #DIV/0! | #DIV/0! | #DIV/0! | 0 | 0 | 0 | 0
1977-11-27 | Nov | 27 | 11:00 | 26.06 | 150 | 1023.6221 | 61417.3248 | 0 | 0 | 0.041101 | 3.8788e-08 | 0.081706 | 0.013778 | 0.24 | 0.71596 | 0 | 0.7026 | 0.0020574 | 0 | #DIV/0! | #DIV/0! | #DIV/0! | #DIV/0! | 0 | 0 | 0 | 0
1977-11-27 | Nov | 27 | 12:00 | 26.06 | 140 | 1417.3229 | 85039.3728 | 0 | 0 | 0.041101 | 3.8788e-08 | 0.081706 | 0.013778 | 0.24 | 0.71596 | 0 | 0.7026 | 0.0020574 | 0 | #DIV/0! | #DIV/0! | #DIV/0! | #DIV/0! | 0 | 0 | 0 | 0
1977-11-27 | Nov | 27 | 13:00 | 26.06 | 130 | 1023.6221 | 61417.3248 | 0 | 0 | 0.041101 | 3.8788e-08 | 0.081706 | 0.013778 | 0.24 | 0.71596 | 0 | 0.7026 | 0.0020574 | 0 | #DIV/0! | #DIV/0! | #DIV/0! | #DIV/0! | 0 | 0 | 0 | 0
1977-11-27 | Nov | 27 | 14:00 | 26.06 | 160 | 1122.0473 | 67322.8368 | 0 | 0 | 0.041101 | 3.8788e-08 | 0.081706 | 0.013778 | 0.24 | 0.71596 | 0 | 0.7026 | 0.0020574 | 0 | #DIV/0! | #DIV/0! | #DIV/0! | #DIV/0! | 0 | 0 | 0 | 0
1977-11-27 | Nov | 27 | 15:00 | 26.96 | 150 | 905.5118 | 54330.7104 | 0 | 0 | 0.041184 | 3.8938e-08 | 0.081554 | 0.013801 | 0.24 | 0.7162 | 0 | 0.70511 | 0.0020536 | 0 | #DIV/0! | #DIV/0! | #DIV/0! | #DIV/0! | 0 | 0 | 0 | 0
1977-11-27 | Nov | 27 | 16:00 | 28.04 | 170 | 708.6614 | 42519.6864 | 0 | 0 | 0.041284 | 3.9118e-08 | 0.081371 | 0.013829 | 0.24 | 0.71648 | 0 | 0.70812 | 0.002049 | 0 | #DIV/0! | #DIV/0! | #DIV/0! | #DIV/0! | 0 | 0 | 0 | 0
1977-11-27 | Nov | 27 | 17:00 | 26.96 | 210 | 610.2362 | 36614.1744 | 0 | 0 | 0.041184 | 3.8938e-08 | 0.081554 | 0.013801 | 0.24 | 0.7162 | 0 | 0.70511 | 0.0020536 | 0 | #DIV/0! | #DIV/0! | #DIV/0! | #DIV/0! | 0 | 0 | 0 | 0
1977-11-27 | Nov | 27 | 18:00 | 26.96 | 240 | 807.0866 | 48425.1984 | 0 | 0 | 0.041184 | 3.8938e-08 | 0.081554 | 0.013801 | 0.24 | 0.7162 | 0 | 0.70511 | 0.0020536 | 0 | #DIV/0! | #DIV/0! | #DIV/0! | #DIV/0! | 0 | 0 | 0 | 0
1977-11-27 | Nov | 27 | 19:00 | 26.06 | 270 | 1122.0473 | 67322.8368 | 0 | 0 | 0.041101 | 3.8788e-08 | 0.081706 | 0.013778 | 0.24 | 0.71596 | 0 | 0.7026 | 0.0020574 | 0 | #DIV/0! | #DIV/0! | #DIV/0! | #DIV/0! | 0 | 0 | 0 | 0
1977-11-27 | Nov | 27 | 20:00 | 24.98 | 250 | 1220.4725 | 73228.3488 | 0 | 0 | 0.041001 | 3.8608e-08 | 0.081888 | 0.013749 | 0.24 | 0.71568 | 0 | 0.6996 | 0.0020619 | 0 | #DIV/0! | #DIV/0! | #DIV/0! | #DIV/0! | 0 | 0 | 0 | 0
1977-11-27 | Nov | 27 | 21:00 | 24.08 | 260 | 1122.0473 | 67322.8368 | 0 | 0 | 0.040917 | 3.8458e-08 | 0.08204 | 0.013726 | 0.24 | 0.71544 | 0 | 0.69712 | 0.0020658 | 0 | #DIV/0! | #DIV/0! | #DIV/0! | #DIV/0! | 0 | 0 | 0 | 0
1977-11-27 | Nov | 27 | 22:00 | 21.02 | 260 | 1023.6221 | 61417.3248 | 0 | 0 | 0.040634 | 3.7948e-08 | 0.082558 | 0.013647 | 0.24 | 0.71462 | 0 | 0.68874 | 0.0020789 | 0 | #DIV/0! | #DIV/0! | #DIV/0! | #DIV/0! | 0 | 0 | 0 | 0
1977-11-27 | Nov | 27 | 23:00 | 19.04 | 260 | 1023.6221 | 61417.3248 | 0 | 0 | 0.040473 | 3.7644e-08 | 0.082899 | 0.013595 | 0.24 | 0.71448 | 0 | 0.68331 | 0.0020875 | 0 | #DIV/0! | #DIV/0! | #DIV/0! | #DIV/0! | 0 | 0 | 0 | 0
1977-11-27 | Nov | 27 | 24:00 | 17.96 | 250 | 905.5118 | 54330.7104 | 0 | 0 | 0.040397 | 3.7494e-08 | 0.083089 | 0.013567 | 0.24 | 0.71463 | 0 | 0.68034 | 0.0020922 | 0 | #DIV/0! | #DIV/0! | #DIV/0! | #DIV/0! | 0 | 0 | 0 | 0
1977-11-28 | Nov | 28 | 1:00 | 17.06 | 270 | 807.0866 | 48425.1984 | 0 | 0 | 0.040335 | 3.7369e-08 | 0.083247 | 0.013544 | 0.24 | 0.71476 | 0 | 0.67788 | 0.0020962 | 0 | #DIV/0! | #DIV/0! | #DIV/0! | #DIV/0! | 0 | 0 | 0 | 0
1977-11-28 | Nov | 28 | 2:00 | 17.06 | 250 | 807.0866 | 48425.1984 | 0 | 0 | 0.040335 | 3.7369e-08 | 0.083247 | 0.013544 | 0.24 | 0.71476 | 0 | 0.67788 | 0.0020962 | 0 | #DIV/0! | #DIV/0! | #DIV/0! | #DIV/0! | 0 | 0 | 0 | 0
1977-11-28 | Nov | 28 | 3:00 | 17.96 | 250 | 1023.6221 | 61417.3248 | 0 | 0 | 0.040397 | 3.7494e-08 | 0.083089 | 0.013567 | 0.24 | 0.71463 | 0 | 0.68034 | 0.0020922 | 0 | #DIV/0! | #DIV/0! | #DIV/0! | #DIV/0! | 0 | 0 | 0 | 0
1977-11-28 | Nov | 28 | 4:00 | 17.96 | 250 | 1023.6221 | 61417.3248 | 0 | 0 | 0.040397 | 3.7494e-08 | 0.083089 | 0.013567 | 0.24 | 0.71463 | 0 | 0.68034 | 0.0020922 | 0 | #DIV/0! | #DIV/0! | #DIV/0! | #DIV/0! | 0 | 0 | 0 | 0
1977-11-28 | Nov | 28 | 5:00 | 17.06 | 240 | 1023.6221 | 61417.3248 | 0 | 0 | 0.040335 | 3.7369e-08 | 0.083247 | 0.013544 | 0.24 | 0.71476 | 0 | 0.67788 | 0.0020962 | 0 | #DIV/0! | #DIV/0! | #DIV/0! | #DIV/0! | 0 | 0 | 0 | 0
1977-11-28 | Nov | 28 | 6:00 | 12.02 | 250 | 1023.6221 | 61417.3248 | 0 | 0 | 0.039985 | 3.6669e-08 | 0.084134 | 0.013413 | 0.24 | 0.71547 | 0 | 0.66424 | 0.0021186 | 0 | #DIV/0! | #DIV/0! | #DIV/0! | #DIV/0! | 0 | 0 | 0 | 0
1977-11-28 | Nov | 28 | 7:00 | 8.96 | 250 | 1023.6221 | 61417.3248 | 0 | 0 | 0.039772 | 3.6244e-08 | 0.084681 | 0.013333 | 0.24 | 0.71592 | 0 | 0.65604 | 0.0021324 | 0 | #DIV/0! | #DIV/0! | #DIV/0! | #DIV/0! | 0 | 0 | 0 | 0
1977-11-28 | Nov | 28 | 8:00 | 8.96 | 240 | 905.5118 | 54330.7104 | 0 | 0 | 0.039772 | 3.6244e-08 | 0.084681 | 0.013333 | 0.24 | 0.71592 | 0 | 0.65604 | 0.0021324 | 0 | #DIV/0! | #DIV/0! | #DIV/0! | #DIV/0! | 0 | 0 | 0 | 0
1977-11-28 | Nov | 28 | 9:00 | 10.94 | 260 | 610.2362 | 36614.1744 | 0 | 0 | 0.03991 | 3.6519e-08 | 0.084325 | 0.013384 | 0.24 | 0.71563 | 0 | 0.66136 | 0.0021234 | 0 | #DIV/0! | #DIV/0! | #DIV/0! | #DIV/0! | 0 | 0 | 0 | 0
1977-11-28 | Nov | 28 | 10:00 | 15.08 | 260 | 807.0866 | 48425.1984 | 0 | 0 | 0.040197 | 3.7094e-08 | 0.083596 | 0.013492 | 0.24 | 0.71504 | 0 | 0.67248 | 0.0021049 | 0 | #DIV/0! | #DIV/0! | #DIV/0! | #DIV/0! | 0 | 0 | 0 | 0
1977-11-28 | Nov | 28 | 11:00 | 17.96 | 300 | 708.6614 | 42519.6864 | 0 | 0 | 0.040397 | 3.7494e-08 | 0.083089 | 0.013567 | 0.24 | 0.71463 | 0 | 0.68034 | 0.0020922 | 0 | #DIV/0! | #DIV/0! | #DIV/0! | #DIV/0! | 0 | 0 | 0 | 0
1977-11-28 | Nov | 28 | 12:00 | 19.94 | 240 | 807.0866 | 48425.1984 | 0 | 0 | 0.040535 | 3.7769e-08 | 0.082741 | 0.013618 | 0.24 | 0.71436 | 0 | 0.6858 | 0.0020836 | 0 | #DIV/0! | #DIV/0! | #DIV/0! | #DIV/0! | 0 | 0 | 0 | 0
1977-11-28 | Nov | 28 | 13:00 | 21.92 | 260 | 807.0866 | 48425.1984 | 0 | 0 | 0.040717 | 3.8098e-08 | 0.082406 | 0.01367 | 0.24 | 0.71486 | 0 | 0.69119 | 0.002075 | 0 | #DIV/0! | #DIV/0! | #DIV/0! | #DIV/0! | 0 | 0 | 0 | 0
1977-11-28 | Nov | 28 | 14:00 | 23 | 290 | 905.5118 | 54330.7104 | 0 | 0 | 0.040817 | 3.8278e-08 | 0.082223 | 0.013698 | 0.24 | 0.71515 | 0 | 0.69415 | 0.0020704 | 0 | #DIV/0! | #DIV/0! | #DIV/0! | #DIV/0! | 0 | 0 | 0 | 0
1977-11-28 | Nov | 28 | 15:00 | 21.92 | 210 | 905.5118 | 54330.7104 | 0 | 0 | 0.040717 | 3.8098e-08 | 0.082406 | 0.01367 | 0.24 | 0.71486 | 0 | 0.69119 | 0.002075 | 0 | #DIV/0! | #DIV/0! | #DIV/0! | #DIV/0! | 0 | 0 | 0 | 0
1977-11-28 | Nov | 28 | 16:00 | 21.92 | 240 | 413.3858 | 24803.1504 | 0 | 0 | 0.040717 | 3.8098e-08 | 0.082406 | 0.01367 | 0.24 | 0.71486 | 0 | 0.69119 | 0.002075 | 0 | #DIV/0! | #DIV/0! | #DIV/0! | #DIV/0! | 0 | 0 | 0 | 0
1977-11-28 | Nov | 28 | 17:00 | 19.04 | 270 | 511.811 | 30708.6624 | 0 | 0 | 0.040473 | 3.7644e-08 | 0.082899 | 0.013595 | 0.24 | 0.71448 | 0 | 0.68331 | 0.0020875 | 0 | #DIV/0! | #DIV/0! | #DIV/0! | #DIV/0! | 0 | 0 | 0 | 0
1977-11-28 | Nov | 28 | 18:00 | 19.94 | 250 | 610.2362 | 36614.1744 | 0 | 0 | 0.040535 | 3.7769e-08 | 0.082741 | 0.013618 | 0.24 | 0.71436 | 0 | 0.6858 | 0.0020836 | 0 | #DIV/0! | #DIV/0! | #DIV/0! | #DIV/0! | 0 | 0 | 0 | 0
1977-11-28 | Nov | 28 | 19:00 | 17.96 | 250 | 511.811 | 30708.6624 | 0 | 0 | 0.040397 | 3.7494e-08 | 0.083089 | 0.013567 | 0.24 | 0.71463 | 0 | 0.68034 | 0.0020922 | 0 | #DIV/0! | #DIV/0! | #DIV/0! | #DIV/0! | 0 | 0 | 0 | 0
1977-11-28 | Nov | 28 | 20:00 | 15.98 | 220 | 413.3858 | 24803.1504 | 0 | 0 | 0.04026 | 3.7219e-08 | 0.083438 | 0.013515 | 0.24 | 0.71491 | 0 | 0.67493 | 0.0021009 | 0 | #DIV/0! | #DIV/0! | #DIV/0! | #DIV/0! | 0 | 0 | 0 | 0
1977-11-28 | Nov | 28 | 21:00 | 17.06 | 250 | 511.811 | 30708.6624 | 0 | 0 | 0.040335 | 3.7369e-08 | 0.083247 | 0.013544 | 0.24 | 0.71476 | 0 | 0.67788 | 0.0020962 | 0 | #DIV/0! | #DIV/0! | #DIV/0! | #DIV/0! | 0 | 0 | 0 | 0
1977-11-28 | Nov | 28 | 22:00 | 17.96 | 240 | 511.811 | 30708.6624 | 0 | 0 | 0.040397 | 3.7494e-08 | 0.083089 | 0.013567 | 0.24 | 0.71463 | 0 | 0.68034 | 0.0020922 | 0 | #DIV/0! | #DIV/0! | #DIV/0! | #DIV/0! | 0 | 0 | 0 | 0
1977-11-28 | Nov | 28 | 23:00 | 17.06 | 270 | 511.811 | 30708.6624 | 0 | 0 | 0.040335 | 3.7369e-08 | 0.083247 | 0.013544 | 0.24 | 0.71476 | 0 | 0.67788 | 0.0020962 | 0 | #DIV/0! | #DIV/0! | #DIV/0! | #DIV/0! | 0 | 0 | 0 | 0
1977-11-28 | Nov | 28 | 24:00 | 15.98 | 0 | 0 | 0 | 0 | 0 | 0.04026 | 3.7219e-08 | 0.083438 | 0.013515 | 0.24 | 0.71491 | 0 | 0.67493 | 0.0021009 | 0 | #DIV/0! | #DIV/0! | #DIV/0! | #DIV/0! | 0 | 0 | 0 | 0
1977-11-29 | Nov | 29 | 1:00 | 14 | 300 | 413.3858 | 24803.1504 | 0 | 0 | 0.040122 | 3.6944e-08 | 0.083786 | 0.013464 | 0.24 | 0.71519 | 0 | 0.66956 | 0.0021097 | 0 | #DIV/0! | #DIV/0! | #DIV/0! | #DIV/0! | 0 | 0 | 0 | 0
1977-11-29 | Nov | 29 | 2:00 | 12.92 | 350 | 610.2362 | 36614.1744 | 0 | 0 | 0.040047 | 3.6794e-08 | 0.083976 | 0.013436 | 0.24 | 0.71535 | 0 | 0.66665 | 0.0021145 | 0 | #DIV/0! | #DIV/0! | #DIV/0! | #DIV/0! | 0 | 0 | 0 | 0
1977-11-29 | Nov | 29 | 3:00 | 10.94 | 340 | 511.811 | 30708.6624 | 0 | 0 | 0.03991 | 3.6519e-08 | 0.084325 | 0.013384 | 0.24 | 0.71563 | 0 | 0.66136 | 0.0021234 | 0 | #DIV/0! | #DIV/0! | #DIV/0! | #DIV/0! | 0 | 0 | 0 | 0
1977-11-29 | Nov | 29 | 4:00 | 12.02 | 10 | 295.2756 | 17716.536 | 0 | 0 | 0.039985 | 3.6669e-08 | 0.084134 | 0.013413 | 0.24 | 0.71547 | 0 | 0.66424 | 0.0021186 | 0 | #DIV/0! | #DIV/0! | #DIV/0! | #DIV/0! | 0 | 0 | 0 | 0
1977-11-29 | Nov | 29 | 5:00 | 10.04 | 0 | 0 | 0 | 0 | 0 | 0.039847 | 3.6394e-08 | 0.084483 | 0.013361 | 0.24 | 0.71576 | 0 | 0.65896 | 0.0021275 | 0 | #DIV/0! | #DIV/0! | #DIV/0! | #DIV/0! | 0 | 0 | 0 | 0
1977-11-29 | Nov | 29 | 6:00 | 10.04 | 0 | 0 | 0 | 0 | 0 | 0.039847 | 3.6394e-08 | 0.084483 | 0.013361 | 0.24 | 0.71576 | 0 | 0.65896 | 0.0021275 | 0 | #DIV/0! | #DIV/0! | #DIV/0! | #DIV/0! | 0 | 0 | 0 | 0
1977-11-29 | Nov | 29 | 7:00 | 10.04 | 270 | 413.3858 | 24803.1504 | 0 | 0 | 0.039847 | 3.6394e-08 | 0.084483 | 0.013361 | 0.24 | 0.71576 | 0 | 0.65896 | 0.0021275 | 0 | #DIV/0! | #DIV/0! | #DIV/0! | #DIV/0! | 0 | 0 | 0 | 0
1977-11-29 | Nov | 29 | 8:00 | 12.02 | 320 | 413.3858 | 24803.1504 | 0 | 0 | 0.039985 | 3.6669e-08 | 0.084134 | 0.013413 | 0.24 | 0.71547 | 0 | 0.66424 | 0.0021186 | 0 | #DIV/0! | #DIV/0! | #DIV/0! | #DIV/0! | 0 | 0 | 0 | 0
1977-11-29 | Nov | 29 | 9:00 | 19.04 | 0 | 0 | 0 | 0 | 0 | 0.040473 | 3.7644e-08 | 0.082899 | 0.013595 | 0.24 | 0.71448 | 0 | 0.68331 | 0.0020875 | 0 | #DIV/0! | #DIV/0! | #DIV/0! | #DIV/0! | 0 | 0 | 0 | 0
1977-11-29 | Nov | 29 | 10:00 | 24.98 | 0 | 0 | 0 | 0 | 0 | 0.041001 | 3.8608e-08 | 0.081888 | 0.013749 | 0.24 | 0.71568 | 0 | 0.6996 | 0.0020619 | 0 | #DIV/0! | #DIV/0! | #DIV/0! | #DIV/0! | 0 | 0 | 0 | 0
1977-11-29 | Nov | 29 | 11:00 | 30.02 | 170 | 807.0866 | 48425.1984 | 0 | 0 | 0.041466 | 3.9447e-08 | 0.081037 | 0.013881 | 0.24 | 0.71697 | 0 | 0.71369 | 0.0020407 | 0 | #DIV/0! | #DIV/0! | #DIV/0! | #DIV/0! | 0 | 0 | 0 | 0
1977-11-29 | Nov | 29 | 12:00 | 32 | 140 | 1023.6221 | 61417.3248 | 0 | 0 | 0.041512 | 3.9667e-08 | 0.080716 | 0.013932 | 0.24 | 0.71511 | 0 | 0.71919 | 0.0020325 | 0 | #DIV/0! | #DIV/0! | #DIV/0! | #DIV/0! | 0 | 0 | 0 | 0
1977-11-29 | Nov | 29 | 13:00 | 32 | 150 | 905.5118 | 54330.7104 | 0 | 0 | 0.041512 | 3.9667e-08 | 0.080716 | 0.013932 | 0.24 | 0.71511 | 0 | 0.71919 | 0.0020325 | 0 | #DIV/0! | #DIV/0! | #DIV/0! | #DIV/0! | 0 | 0 | 0 | 0
1977-11-29 | Nov | 29 | 14:00 | 33.08 | 160 | 807.0866 | 48425.1984 | 0 | 0 | 0.041537 | 3.9787e-08 | 0.080541 | 0.01396 | 0.24 | 0.7141 | 0 | 0.7222 | 0.0020281 | 0 | #DIV/0! | #DIV/0! | #DIV/0! | #DIV/0! | 0 | 0 | 0 | 0
1977-11-29 | Nov | 29 | 15:00 | 33.08 | 160 | 708.6614 | 42519.6864 | 0 | 0 | 0.041537 | 3.9787e-08 | 0.080541 | 0.01396 | 0.24 | 0.7141 | 0 | 0.7222 | 0.0020281 | 0 | #DIV/0! | #DIV/0! | #DIV/0! | #DIV/0! | 0 | 0 | 0 | 0
1977-11-29 | Nov | 29 | 16:00 | 30.02 | 160 | 610.2362 | 36614.1744 | 0 | 0 | 0.041466 | 3.9447e-08 | 0.081037 | 0.013881 | 0.24 | 0.71697 | 0 | 0.71369 | 0.0020407 | 0 | #DIV/0! | #DIV/0! | #DIV/0! | #DIV/0! | 0 | 0 | 0 | 0
1977-11-29 | Nov | 29 | 17:00 | 28.94 | 160 | 295.2756 | 17716.536 | 0 | 0 | 0.041368 | 3.9268e-08 | 0.081219 | 0.013852 | 0.24 | 0.71671 | 0 | 0.71065 | 0.0020452 | 0 | #DIV/0! | #DIV/0! | #DIV/0! | #DIV/0! | 0 | 0 | 0 | 0
1977-11-29 | Nov | 29 | 18:00 | 24.98 | 160 | 413.3858 | 24803.1504 | 0 | 0 | 0.041001 | 3.8608e-08 | 0.081888 | 0.013749 | 0.24 | 0.71568 | 0 | 0.6996 | 0.0020619 | 0 | #DIV/0! | #DIV/0! | #DIV/0! | #DIV/0! | 0 | 0 | 0 | 0
1977-11-29 | Nov | 29 | 19:00 | 21.02 | 0 | 0 | 0 | 0 | 0 | 0.040634 | 3.7948e-08 | 0.082558 | 0.013647 | 0.24 | 0.71462 | 0 | 0.68874 | 0.0020789 | 0 | #DIV/0! | #DIV/0! | #DIV/0! | #DIV/0! | 0 | 0 | 0 | 0
1977-11-29 | Nov | 29 | 20:00 | 19.04 | 0 | 0 | 0 | 0 | 0 | 0.040473 | 3.7644e-08 | 0.082899 | 0.013595 | 0.24 | 0.71448 | 0 | 0.68331 | 0.0020875 | 0 | #DIV/0! | #DIV/0! | #DIV/0! | #DIV/0! | 0 | 0 | 0 | 0
1977-11-29 | Nov | 29 | 21:00 | 19.04 | 190 | 413.3858 | 24803.1504 | 0 | 0 | 0.040473 | 3.7644e-08 | 0.082899 | 0.013595 | 0.24 | 0.71448 | 0 | 0.68331 | 0.0020875 | 0 | #DIV/0! | #DIV/0! | #DIV/0! | #DIV/0! | 0 | 0 | 0 | 0
1977-11-29 | Nov | 29 | 22:00 | 17.96 | 180 | 413.3858 | 24803.1504 | 0 | 0 | 0.040397 | 3.7494e-08 | 0.083089 | 0.013567 | 0.24 | 0.71463 | 0 | 0.68034 | 0.0020922 | 0 | #DIV/0! | #DIV/0! | #DIV/0! | #DIV/0! | 0 | 0 | 0 | 0
1977-11-29 | Nov | 29 | 23:00 | 19.04 | 170 | 511.811 | 30708.6624 | 0 | 0 | 0.040473 | 3.7644e-08 | 0.082899 | 0.013595 | 0.24 | 0.71448 | 0 | 0.68331 | 0.0020875 | 0 | #DIV/0! | #DIV/0! | #DIV/0! | #DIV/0! | 0 | 0 | 0 | 0
1977-11-29 | Nov | 29 | 24:00 | 19.04 | 0 | 0 | 0 | 0 | 0 | 0.040473 | 3.7644e-08 | 0.082899 | 0.013595 | 0.24 | 0.71448 | 0 | 0.68331 | 0.0020875 | 0 | #DIV/0! | #DIV/0! | #DIV/0! | #DIV/0! | 0 | 0 | 0 | 0
1977-11-30 | Nov | 30 | 1:00 | 17.06 | 0 | 0 | 0 | 0 | 0 | 0.040335 | 3.7369e-08 | 0.083247 | 0.013544 | 0.24 | 0.71476 | 0 | 0.67788 | 0.0020962 | 0 | #DIV/0! | #DIV/0! | #DIV/0! | #DIV/0! | 0 | 0 | 0 | 0
1977-11-30 | Nov | 30 | 2:00 | 15.98 | 310 | 413.3858 | 24803.1504 | 0 | 0 | 0.04026 | 3.7219e-08 | 0.083438 | 0.013515 | 0.24 | 0.71491 | 0 | 0.67493 | 0.0021009 | 0 | #DIV/0! | #DIV/0! | #DIV/0! | #DIV/0! | 0 | 0 | 0 | 0
1977-11-30 | Nov | 30 | 3:00 | 17.06 | 320 | 511.811 | 30708.6624 | 0 | 0 | 0.040335 | 3.7369e-08 | 0.083247 | 0.013544 | 0.24 | 0.71476 | 0 | 0.67788 | 0.0020962 | 0 | #DIV/0! | #DIV/0! | #DIV/0! | #DIV/0! | 0 | 0 | 0 | 0
1977-11-30 | Nov | 30 | 4:00 | 17.06 | 310 | 295.2756 | 17716.536 | 0 | 0 | 0.040335 | 3.7369e-08 | 0.083247 | 0.013544 | 0.24 | 0.71476 | 0 | 0.67788 | 0.0020962 | 0 | #DIV/0! | #DIV/0! | #DIV/0! | #DIV/0! | 0 | 0 | 0 | 0
1977-11-30 | Nov | 30 | 5:00 | 17.96 | 0 | 0 | 0 | 0 | 0 | 0.040397 | 3.7494e-08 | 0.083089 | 0.013567 | 0.24 | 0.71463 | 0 | 0.68034 | 0.0020922 | 0 | #DIV/0! | #DIV/0! | #DIV/0! | #DIV/0! | 0 | 0 | 0 | 0
1977-11-30 | Nov | 30 | 6:00 | 19.94 | 0 | 0 | 0 | 0 | 0 | 0.040535 | 3.7769e-08 | 0.082741 | 0.013618 | 0.24 | 0.71436 | 0 | 0.6858 | 0.0020836 | 0 | #DIV/0! | #DIV/0! | #DIV/0! | #DIV/0! | 0 | 0 | 0 | 0
1977-11-30 | Nov | 30 | 7:00 | 26.06 | 320 | 413.3858 | 24803.1504 | 0 | 0 | 0.041101 | 3.8788e-08 | 0.081706 | 0.013778 | 0.24 | 0.71596 | 0 | 0.7026 | 0.0020574 | 0 | #DIV/0! | #DIV/0! | #DIV/0! | #DIV/0! | 0 | 0 | 0 | 0
1977-11-30 | Nov | 30 | 8:00 | 28.04 | 340 | 413.3858 | 24803.1504 | 0 | 0 | 0.041284 | 3.9118e-08 | 0.081371 | 0.013829 | 0.24 | 0.71648 | 0 | 0.70812 | 0.002049 | 0 | #DIV/0! | #DIV/0! | #DIV/0! | #DIV/0! | 0 | 0 | 0 | 0
1977-11-30 | Nov | 30 | 9:00 | 30.02 | 20 | 413.3858 | 24803.1504 | 0 | 0 | 0.041466 | 3.9447e-08 | 0.081037 | 0.013881 | 0.24 | 0.71697 | 0 | 0.71369 | 0.0020407 | 0 | #DIV/0! | #DIV/0! | #DIV/0! | #DIV/0! | 0 | 0 | 0 | 0
1977-11-30 | Nov | 30 | 10:00 | 33.08 | 330 | 610.2362 | 36614.1744 | 0 | 0 | 0.041537 | 3.9787e-08 | 0.080541 | 0.01396 | 0.24 | 0.7141 | 0 | 0.7222 | 0.0020281 | 0 | #DIV/0! | #DIV/0! | #DIV/0! | #DIV/0! | 0 | 0 | 0 | 0
1977-11-30 | Nov | 30 | 11:00 | 33.98 | 30 | 511.811 | 30708.6624 | 0 | 0 | 0.041558 | 3.9887e-08 | 0.080395 | 0.013983 | 0.24 | 0.71327 | 0 | 0.72473 | 0.0020244 | 0 | #DIV/0! | #DIV/0! | #DIV/0! | #DIV/0! | 0 | 0 | 0 | 0
1977-11-30 | Nov | 30 | 12:00 | 33.98 | 30 | 413.3858 | 24803.1504 | 0 | 0 | 0.041558 | 3.9887e-08 | 0.080395 | 0.013983 | 0.24 | 0.71327 | 0 | 0.72473 | 0.0020244 | 0 | #DIV/0! | #DIV/0! | #DIV/0! | #DIV/0! | 0 | 0 | 0 | 0
1977-11-30 | Nov | 30 | 13:00 | 35.06 | 30 | 610.2362 | 36614.1744 | 0 | 0 | 0.041583 | 4.0007e-08 | 0.08022 | 0.014012 | 0.24 | 0.71226 | 0 | 0.72776 | 0.00202 | 0 | #DIV/0! | #DIV/0! | #DIV/0! | #DIV/0! | 0 | 0 | 0 | 0
1977-11-30 | Nov | 30 | 14:00 | 35.96 | 50 | 708.6614 | 42519.6864 | 0 | 0 | 0.041604 | 4.0107e-08 | 0.080074 | 0.014035 | 0.24 | 0.71143 | 0 | 0.73031 | 0.0020163 | 0 | #DIV/0! | #DIV/0! | #DIV/0! | #DIV/0! | 0 | 0 | 0 | 0
1977-11-30 | Nov | 30 | 15:00 | 35.96 | 30 | 610.2362 | 36614.1744 | 0 | 0 | 0.041604 | 4.0107e-08 | 0.080074 | 0.014035 | 0.24 | 0.71143 | 0 | 0.73031 | 0.0020163 | 0 | #DIV/0! | #DIV/0! | #DIV/0! | #DIV/0! | 0 | 0 | 0 | 0
1977-11-30 | Nov | 30 | 16:00 | 35.06 | 20 | 610.2362 | 36614.1744 | 0 | 0 | 0.041583 | 4.0007e-08 | 0.08022 | 0.014012 | 0.24 | 0.71226 | 0 | 0.72776 | 0.00202 | 0 | #DIV/0! | #DIV/0! | #DIV/0! | #DIV/0! | 0 | 0 | 0 | 0
1977-11-30 | Nov | 30 | 17:00 | 35.06 | 20 | 511.811 | 30708.6624 | 0 | 0 | 0.041583 | 4.0007e-08 | 0.08022 | 0.014012 | 0.24 | 0.71226 | 0 | 0.72776 | 0.00202 | 0 | #DIV/0! | #DIV/0! | #DIV/0! | #DIV/0! | 0 | 0 | 0 | 0
1977-11-30 | Nov | 30 | 18:00 | 35.06 | 20 | 610.2362 | 36614.1744 | 0 | 0 | 0.041583 | 4.0007e-08 | 0.08022 | 0.014012 | 0.24 | 0.71226 | 0 | 0.72776 | 0.00202 | 0 | #DIV/0! | #DIV/0! | #DIV/0! | #DIV/0! | 0 | 0 | 0 | 0
1977-11-30 | Nov | 30 | 19:00 | 35.96 | 20 | 610.2362 | 36614.1744 | 0 | 0 | 0.041604 | 4.0107e-08 | 0.080074 | 0.014035 | 0.24 | 0.71143 | 0 | 0.73031 | 0.0020163 | 0 | #DIV/0! | #DIV/0! | #DIV/0! | #DIV/0! | 0 | 0 | 0 | 0
1977-11-30 | Nov | 30 | 20:00 | 35.96 | 20 | 807.0866 | 48425.1984 | 0 | 0 | 0.041604 | 4.0107e-08 | 0.080074 | 0.014035 | 0.24 | 0.71143 | 0 | 0.73031 | 0.0020163 | 0 | #DIV/0! | #DIV/0! | #DIV/0! | #DIV/0! | 0 | 0 | 0 | 0
1977-11-30 | Nov | 30 | 21:00 | 35.96 | 20 | 807.0866 | 48425.1984 | 0 | 0 | 0.041604 | 4.0107e-08 | 0.080074 | 0.014035 | 0.24 | 0.71143 | 0 | 0.73031 | 0.0020163 | 0 | #DIV/0! | #DIV/0! | #DIV/0! | #DIV/0! | 0 | 0 | 0 | 0
1977-11-30 | Nov | 30 | 22:00 | 36.5 | 20 | 807.0866 | 48425.1984 | 0 | 0 | 0.041616 | 4.0167e-08 | 0.079987 | 0.014049 | 0.24 | 0.71094 | 0 | 0.73184 | 0.0020141 | 0 | #DIV/0! | #DIV/0! | #DIV/0! | #DIV/0! | 0 | 0 | 0 | 0
1977-11-30 | Nov | 30 | 23:00 | 37.04 | 350 | 807.0866 | 48425.1984 | 0 | 0 | 0.041629 | 4.0227e-08 | 0.0799 | 0.014063 | 0.24 | 0.71044 | 0 | 0.73337 | 0.0020119 | 0 | #DIV/0! | #DIV/0! | #DIV/0! | #DIV/0! | 0 | 0 | 0 | 0
1977-11-30 | Nov | 30 | 24:00 | 37.58 | 300 | 807.0866 | 48425.1984 | 0 | 0 | 0.041641 | 4.0287e-08 | 0.079812 | 0.014077 | 0.24 | 0.70994 | 0 | 0.73491 | 0.0020097 | 0 | #DIV/0! | #DIV/0! | #DIV/0! | #DIV/0! | 0 | 0 | 0 | 0
1981-12-01 | Dec | 1 | 1:00 | 38.3 | 120 | 807.0866 | 48425.1984 | 0 | 0 | 0.041658 | 4.0367e-08 | 0.079695 | 0.014096 | 0.24 | 0.70929 | 0 | 0.73696 | 0.0020068 | 0 | #DIV/0! | #DIV/0! | #DIV/0! | #DIV/0! | 0 | 0 | 0 | 0
1981-12-01 | Dec | 1 | 2:00 | 38.84 | 120 | 807.0866 | 48425.1984 | 0 | 0 | 0.041671 | 4.0427e-08 | 0.079608 | 0.01411 | 0.24 | 0.70879 | 0 | 0.73851 | 0.0020047 | 0 | #DIV/0! | #DIV/0! | #DIV/0! | #DIV/0! | 0 | 0 | 0 | 0
1981-12-01 | Dec | 1 | 3:00 | 39.38 | 120 | 807.0866 | 48425.1984 | 0 | 0 | 0.041683 | 4.0487e-08 | 0.07952 | 0.014124 | 0.24 | 0.7083 | 0 | 0.74006 | 0.0020025 | 0 | #DIV/0! | #DIV/0! | #DIV/0! | #DIV/0! | 0 | 0 | 0 | 0
1981-12-01 | Dec | 1 | 4:00 | 39.92 | 140 | 807.0866 | 48425.1984 | 0 | 0 | 0.041696 | 4.0547e-08 | 0.079433 | 0.014138 | 0.24 | 0.70781 | 0 | 0.74161 | 0.0020003 | 0 | #DIV/0! | #DIV/0! | #DIV/0! | #DIV/0! | 0 | 0 | 0 | 0
1981-12-01 | Dec | 1 | 5:00 | 42.98 | 160 | 1023.6221 | 61417.3248 | 0 | 0 | 0.041974 | 4.1052e-08 | 0.078955 | 0.014217 | 0.24 | 0.70854 | 0 | 0.75029 | 0.0019882 | 0 | #DIV/0! | #DIV/0! | #DIV/0! | #DIV/0! | 0 | 0 | 0 | 0
1981-12-01 | Dec | 1 | 6:00 | 42.98 | 140 | 708.6614 | 42519.6864 | 0 | 0 | 0.041974 | 4.1052e-08 | 0.078955 | 0.014217 | 0.24 | 0.70854 | 0 | 0.75029 | 0.0019882 | 0 | #DIV/0! | #DIV/0! | #DIV/0! | #DIV/0! | 0 | 0 | 0 | 0
1981-12-01 | Dec | 1 | 7:00 | 41 | 150 | 511.811 | 30708.6624 | 0 | 0 | 0.04179 | 4.0722e-08 | 0.079264 | 0.014166 | 0.24 | 0.70801 | 0 | 0.74466 | 0.001996 | 0 | #DIV/0! | #DIV/0! | #DIV/0! | #DIV/0! | 0 | 0 | 0 | 0
1981-12-01 | Dec | 1 | 8:00 | 46.94 | 190 | 1417.3229 | 85039.3728 | 0 | 0 | 0.042341 | 4.1712e-08 | 0.078337 | 0.01432 | 0.24 | 0.7096 | 0 | 0.76169 | 0.0019726 | 0 | #DIV/0! | #DIV/0! | #DIV/0! | #DIV/0! | 0 | 0 | 0 | 0
1981-12-01 | Dec | 1 | 9:00 | 44.06 | 240 | 807.0866 | 48425.1984 | 0 | 0 | 0.042074 | 4.1232e-08 | 0.078787 | 0.014246 | 0.24 | 0.70883 | 0 | 0.75338 | 0.0019839 | 0 | #DIV/0! | #DIV/0! | #DIV/0! | #DIV/0! | 0 | 0 | 0 | 0
1981-12-01 | Dec | 1 | 10:00 | 44.06 | 220 | 708.6614 | 42519.6864 | 0 | 0 | 0.042074 | 4.1232e-08 | 0.078787 | 0.014246 | 0.24 | 0.70883 | 0 | 0.75338 | 0.0019839 | 0 | #DIV/0! | #DIV/0! | #DIV/0! | #DIV/0! | 0 | 0 | 0 | 0
1981-12-01 | Dec | 1 | 11:00 | 37.94 | 240 | 1220.4725 | 73228.3488 | 0 | 0 | 0.04165 | 4.0327e-08 | 0.079754 | 0.014086 | 0.24 | 0.70961 | 0 | 0.73593 | 0.0020083 | 0 | #DIV/0! | #DIV/0! | #DIV/0! | #DIV/0! | 0 | 0 | 0 | 0
1981-12-01 | Dec | 1 | 12:00 | 37.94 | 210 | 905.5118 | 54330.7104 | 0 | 0 | 0.04165 | 4.0327e-08 | 0.079754 | 0.014086 | 0.24 | 0.70961 | 0 | 0.73593 | 0.0020083 | 0 | #DIV/0! | #DIV/0! | #DIV/0! | #DIV/0! | 0 | 0 | 0 | 0
1981-12-01 | Dec | 1 | 13:00 | 37.94 | 200 | 905.5118 | 54330.7104 | 0 | 0 | 0.04165 | 4.0327e-08 | 0.079754 | 0.014086 | 0.24 | 0.70961 | 0 | 0.73593 | 0.0020083 | 0 | #DIV/0! | #DIV/0! | #DIV/0! | #DIV/0! | 0 | 0 | 0 | 0
1981-12-01 | Dec | 1 | 14:00 | 39.02 | 190 | 1122.0473 | 67322.8368 | 0 | 0 | 0.041675 | 4.0447e-08 | 0.079579 | 0.014115 | 0.24 | 0.70863 | 0 | 0.73902 | 0.0020039 | 0 | #DIV/0! | #DIV/0! | #DIV/0! | #DIV/0! | 0 | 0 | 0 | 0
1981-12-01 | Dec | 1 | 15:00 | 39.02 | 200 | 1220.4725 | 73228.3488 | 0 | 0 | 0.041675 | 4.0447e-08 | 0.079579 | 0.014115 | 0.24 | 0.70863 | 0 | 0.73902 | 0.0020039 | 0 | #DIV/0! | #DIV/0! | #DIV/0! | #DIV/0! | 0 | 0 | 0 | 0
1981-12-01 | Dec | 1 | 16:00 | 37.94 | 220 | 1023.6221 | 61417.3248 | 0 | 0 | 0.04165 | 4.0327e-08 | 0.079754 | 0.014086 | 0.24 | 0.70961 | 0 | 0.73593 | 0.0020083 | 0 | #DIV/0! | #DIV/0! | #DIV/0! | #DIV/0! | 0 | 0 | 0 | 0
1981-12-01 | Dec | 1 | 17:00 | 37.04 | 200 | 1122.0473 | 67322.8368 | 0 | 0 | 0.041629 | 4.0227e-08 | 0.0799 | 0.014063 | 0.24 | 0.71044 | 0 | 0.73337 | 0.0020119 | 0 | #DIV/0! | #DIV/0! | #DIV/0! | #DIV/0! | 0 | 0 | 0 | 0
1981-12-01 | Dec | 1 | 18:00 | 35.06 | 210 | 1318.8977 | 79133.8608 | 0 | 0 | 0.041583 | 4.0007e-08 | 0.08022 | 0.014012 | 0.24 | 0.71226 | 0 | 0.72776 | 0.00202 | 0 | #DIV/0! | #DIV/0! | #DIV/0! | #DIV/0! | 0 | 0 | 0 | 0
1981-12-01 | Dec | 1 | 19:00 | 35.96 | 210 | 1220.4725 | 73228.3488 | 0 | 0 | 0.041604 | 4.0107e-08 | 0.080074 | 0.014035 | 0.24 | 0.71143 | 0 | 0.73031 | 0.0020163 | 0 | #DIV/0! | #DIV/0! | #DIV/0! | #DIV/0! | 0 | 0 | 0 | 0
1981-12-01 | Dec | 1 | 20:00 | 35.96 | 220 | 1220.4725 | 73228.3488 | 0 | 0 | 0.041604 | 4.0107e-08 | 0.080074 | 0.014035 | 0.24 | 0.71143 | 0 | 0.73031 | 0.0020163 | 0 | #DIV/0! | #DIV/0! | #DIV/0! | #DIV/0! | 0 | 0 | 0 | 0
1981-12-01 | Dec | 1 | 21:00 | 35.96 | 230 | 1417.3229 | 85039.3728 | 0 | 0 | 0.041604 | 4.0107e-08 | 0.080074 | 0.014035 | 0.24 | 0.71143 | 0 | 0.73031 | 0.0020163 | 0 | #DIV/0! | #DIV/0! | #DIV/0! | #DIV/0! | 0 | 0 | 0 | 0
1981-12-01 | Dec | 1 | 22:00 | 37.04 | 230 | 905.5118 | 54330.7104 | 0 | 0 | 0.041629 | 4.0227e-08 | 0.0799 | 0.014063 | 0.24 | 0.71044 | 0 | 0.73337 | 0.0020119 | 0 | #DIV/0! | #DIV/0! | #DIV/0! | #DIV/0! | 0 | 0 | 0 | 0
1981-12-01 | Dec | 1 | 23:00 | 35.96 | 230 | 1614.1733 | 96850.3968 | 0 | 0 | 0.041604 | 4.0107e-08 | 0.080074 | 0.014035 | 0.24 | 0.71143 | 0 | 0.73031 | 0.0020163 | 0 | #DIV/0! | #DIV/0! | #DIV/0! | #DIV/0! | 0 | 0 | 0 | 0
1981-12-01 | Dec | 1 | 24:00 | 35.06 | 260 | 1417.3229 | 85039.3728 | 0 | 0 | 0.041583 | 4.0007e-08 | 0.08022 | 0.014012 | 0.24 | 0.71226 | 0 | 0.72776 | 0.00202 | 0 | #DIV/0! | #DIV/0! | #DIV/0! | #DIV/0! | 0 | 0 | 0 | 0
1981-12-02 | Dec | 2 | 1:00 | 35.06 | 260 | 1830.7087 | 109842.5232 | 0 | 0 | 0.041583 | 4.0007e-08 | 0.08022 | 0.014012 | 0.24 | 0.71226 | 0 | 0.72776 | 0.00202 | 0 | #DIV/0! | #DIV/0! | #DIV/0! | #DIV/0! | 0 | 0 | 0 | 0
1981-12-02 | Dec | 2 | 2:00 | 33.98 | 250 | 1417.3229 | 85039.3728 | 0 | 0 | 0.041558 | 3.9887e-08 | 0.080395 | 0.013983 | 0.24 | 0.71327 | 0 | 0.72473 | 0.0020244 | 0 | #DIV/0! | #DIV/0! | #DIV/0! | #DIV/0! | 0 | 0 | 0 | 0
1981-12-02 | Dec | 2 | 3:00 | 33.98 | 250 | 1318.8977 | 79133.8608 | 0 | 0 | 0.041558 | 3.9887e-08 | 0.080395 | 0.013983 | 0.24 | 0.71327 | 0 | 0.72473 | 0.0020244 | 0 | #DIV/0! | #DIV/0! | #DIV/0! | #DIV/0! | 0 | 0 | 0 | 0
1981-12-02 | Dec | 2 | 4:00 | 33.98 | 260 | 1515.7481 | 90944.8848 | 0 | 0 | 0.041558 | 3.9887e-08 | 0.080395 | 0.013983 | 0.24 | 0.71327 | 0 | 0.72473 | 0.0020244 | 0 | #DIV/0! | #DIV/0! | #DIV/0! | #DIV/0! | 0 | 0 | 0 | 0
1981-12-02 | Dec | 2 | 5:00 | 33.98 | 260 | 1614.1733 | 96850.3968 | 0 | 0 | 0.041558 | 3.9887e-08 | 0.080395 | 0.013983 | 0.24 | 0.71327 | 0 | 0.72473 | 0.0020244 | 0 | #DIV/0! | #DIV/0! | #DIV/0! | #DIV/0! | 0 | 0 | 0 | 0
1981-12-02 | Dec | 2 | 6:00 | 33.98 | 260 | 1614.1733 | 96850.3968 | 0 | 0 | 0.041558 | 3.9887e-08 | 0.080395 | 0.013983 | 0.24 | 0.71327 | 0 | 0.72473 | 0.0020244 | 0 | #DIV/0! | #DIV/0! | #DIV/0! | #DIV/0! | 0 | 0 | 0 | 0
1981-12-02 | Dec | 2 | 7:00 | 32 | 260 | 1023.6221 | 61417.3248 | 0 | 0 | 0.041512 | 3.9667e-08 | 0.080716 | 0.013932 | 0.24 | 0.71511 | 0 | 0.71919 | 0.0020325 | 0 | #DIV/0! | #DIV/0! | #DIV/0! | #DIV/0! | 0 | 0 | 0 | 0
1981-12-02 | Dec | 2 | 8:00 | 32 | 230 | 1220.4725 | 73228.3488 | 0 | 0 | 0.041512 | 3.9667e-08 | 0.080716 | 0.013932 | 0.24 | 0.71511 | 0 | 0.71919 | 0.0020325 | 0 | #DIV/0! | #DIV/0! | #DIV/0! | #DIV/0! | 0 | 0 | 0 | 0
1981-12-02 | Dec | 2 | 9:00 | 32 | 220 | 1122.0473 | 67322.8368 | 0 | 0 | 0.041512 | 3.9667e-08 | 0.080716 | 0.013932 | 0.24 | 0.71511 | 0 | 0.71919 | 0.0020325 | 0 | #DIV/0! | #DIV/0! | #DIV/0! | #DIV/0! | 0 | 0 | 0 | 0
1981-12-02 | Dec | 2 | 10:00 | 33.08 | 230 | 1122.0473 | 67322.8368 | 0 | 0 | 0.041537 | 3.9787e-08 | 0.080541 | 0.01396 | 0.24 | 0.7141 | 0 | 0.7222 | 0.0020281 | 0 | #DIV/0! | #DIV/0! | #DIV/0! | #DIV/0! | 0 | 0 | 0 | 0
1981-12-02 | Dec | 2 | 11:00 | 33.08 | 240 | 905.5118 | 54330.7104 | 0 | 0 | 0.041537 | 3.9787e-08 | 0.080541 | 0.01396 | 0.24 | 0.7141 | 0 | 0.7222 | 0.0020281 | 0 | #DIV/0! | #DIV/0! | #DIV/0! | #DIV/0! | 0 | 0 | 0 | 0
1981-12-02 | Dec | 2 | 12:00 | 32 | 250 | 1318.8977 | 79133.8608 | 0 | 0 | 0.041512 | 3.9667e-08 | 0.080716 | 0.013932 | 0.24 | 0.71511 | 0 | 0.71919 | 0.0020325 | 0 | #DIV/0! | #DIV/0! | #DIV/0! | #DIV/0! | 0 | 0 | 0 | 0
1981-12-02 | Dec | 2 | 13:00 | 32 | 250 | 1023.6221 | 61417.3248 | 0 | 0 | 0.041512 | 3.9667e-08 | 0.080716 | 0.013932 | 0.24 | 0.71511 | 0 | 0.71919 | 0.0020325 | 0 | #DIV/0! | #DIV/0! | #DIV/0! | #DIV/0! | 0 | 0 | 0 | 0
1981-12-02 | Dec | 2 | 14:00 | 33.08 | 230 | 1318.8977 | 79133.8608 | 0 | 0 | 0.041537 | 3.9787e-08 | 0.080541 | 0.01396 | 0.24 | 0.7141 | 0 | 0.7222 | 0.0020281 | 0 | #DIV/0! | #DIV/0! | #DIV/0! | #DIV/0! | 0 | 0 | 0 | 0
1981-12-02 | Dec | 2 | 15:00 | 33.98 | 220 | 905.5118 | 54330.7104 | 0 | 0 | 0.041558 | 3.9887e-08 | 0.080395 | 0.013983 | 0.24 | 0.71327 | 0 | 0.72473 | 0.0020244 | 0 | #DIV/0! | #DIV/0! | #DIV/0! | #DIV/0! | 0 | 0 | 0 | 0
1981-12-02 | Dec | 2 | 16:00 | 30.92 | 260 | 1122.0473 | 67322.8368 | 0 | 0 | 0.041487 | 3.9547e-08 | 0.080891 | 0.013904 | 0.24 | 0.71612 | 0 | 0.71619 | 0.002037 | 0 | #DIV/0! | #DIV/0! | #DIV/0! | #DIV/0! | 0 | 0 | 0 | 0
1981-12-02 | Dec | 2 | 17:00 | 30.92 | 240 | 807.0866 | 48425.1984 | 0 | 0 | 0.041487 | 3.9547e-08 | 0.080891 | 0.013904 | 0.24 | 0.71612 | 0 | 0.71619 | 0.002037 | 0 | #DIV/0! | #DIV/0! | #DIV/0! | #DIV/0! | 0 | 0 | 0 | 0
1981-12-02 | Dec | 2 | 18:00 | 30.02 | 230 | 610.2362 | 36614.1744 | 0 | 0 | 0.041466 | 3.9447e-08 | 0.081037 | 0.013881 | 0.24 | 0.71697 | 0 | 0.71369 | 0.0020407 | 0 | #DIV/0! | #DIV/0! | #DIV/0! | #DIV/0! | 0 | 0 | 0 | 0
1981-12-02 | Dec | 2 | 19:00 | 30.02 | 260 | 610.2362 | 36614.1744 | 0 | 0 | 0.041466 | 3.9447e-08 | 0.081037 | 0.013881 | 0.24 | 0.71697 | 0 | 0.71369 | 0.0020407 | 0 | #DIV/0! | #DIV/0! | #DIV/0! | #DIV/0! | 0 | 0 | 0 | 0
1981-12-02 | Dec | 2 | 20:00 | 28.94 | 270 | 511.811 | 30708.6624 | 0 | 0 | 0.041368 | 3.9268e-08 | 0.081219 | 0.013852 | 0.24 | 0.71671 | 0 | 0.71065 | 0.0020452 | 0 | #DIV/0! | #DIV/0! | #DIV/0! | #DIV/0! | 0 | 0 | 0 | 0
1981-12-02 | Dec | 2 | 21:00 | 26.96 | 230 | 511.811 | 30708.6624 | 0 | 0 | 0.041184 | 3.8938e-08 | 0.081554 | 0.013801 | 0.24 | 0.7162 | 0 | 0.70511 | 0.0020536 | 0 | #DIV/0! | #DIV/0! | #DIV/0! | #DIV/0! | 0 | 0 | 0 | 0
1981-12-02 | Dec | 2 | 22:00 | 24.98 | 230 | 413.3858 | 24803.1504 | 0 | 0 | 0.041001 | 3.8608e-08 | 0.081888 | 0.013749 | 0.24 | 0.71568 | 0 | 0.6996 | 0.0020619 | 0 | #DIV/0! | #DIV/0! | #DIV/0! | #DIV/0! | 0 | 0 | 0 | 0
1981-12-02 | Dec | 2 | 23:00 | 24.08 | 190 | 511.811 | 30708.6624 | 0 | 0 | 0.040917 | 3.8458e-08 | 0.08204 | 0.013726 | 0.24 | 0.71544 | 0 | 0.69712 | 0.0020658 | 0 | #DIV/0! | #DIV/0! | #DIV/0! | #DIV/0! | 0 | 0 | 0 | 0
1981-12-02 | Dec | 2 | 24:00 | 21.02 | 0 | 0 | 0 | 0 | 0 | 0.040634 | 3.7948e-08 | 0.082558 | 0.013647 | 0.24 | 0.71462 | 0 | 0.68874 | 0.0020789 | 0 | #DIV/0! | #DIV/0! | #DIV/0! | #DIV/0! | 0 | 0 | 0 | 0
1981-12-03 | Dec | 3 | 1:00 | 19.94 | 250 | 295.2756 | 17716.536 | 0 | 0 | 0.040535 | 3.7769e-08 | 0.082741 | 0.013618 | 0.24 | 0.71436 | 0 | 0.6858 | 0.0020836 | 0 | #DIV/0! | #DIV/0! | #DIV/0! | #DIV/0! | 0 | 0 | 0 | 0
1981-12-03 | Dec | 3 | 2:00 | 19.04 | 230 | 413.3858 | 24803.1504 | 0 | 0 | 0.040473 | 3.7644e-08 | 0.082899 | 0.013595 | 0.24 | 0.71448 | 0 | 0.68331 | 0.0020875 | 0 | #DIV/0! | #DIV/0! | #DIV/0! | #DIV/0! | 0 | 0 | 0 | 0
1981-12-03 | Dec | 3 | 3:00 | 17.96 | 190 | 413.3858 | 24803.1504 | 0 | 0 | 0.040397 | 3.7494e-08 | 0.083089 | 0.013567 | 0.24 | 0.71463 | 0 | 0.68034 | 0.0020922 | 0 | #DIV/0! | #DIV/0! | #DIV/0! | #DIV/0! | 0 | 0 | 0 | 0
1981-12-03 | Dec | 3 | 4:00 | 21.02 | 0 | 0 | 0 | 0 | 0 | 0.040634 | 3.7948e-08 | 0.082558 | 0.013647 | 0.24 | 0.71462 | 0 | 0.68874 | 0.0020789 | 0 | #DIV/0! | #DIV/0! | #DIV/0! | #DIV/0! | 0 | 0 | 0 | 0
1981-12-03 | Dec | 3 | 5:00 | 23 | 0 | 0 | 0 | 0 | 0 | 0.040817 | 3.8278e-08 | 0.082223 | 0.013698 | 0.24 | 0.71515 | 0 | 0.69415 | 0.0020704 | 0 | #DIV/0! | #DIV/0! | #DIV/0! | #DIV/0! | 0 | 0 | 0 | 0
1981-12-03 | Dec | 3 | 6:00 | 23 | 0 | 0 | 0 | 0 | 0 | 0.040817 | 3.8278e-08 | 0.082223 | 0.013698 | 0.24 | 0.71515 | 0 | 0.69415 | 0.0020704 | 0 | #DIV/0! | #DIV/0! | #DIV/0! | #DIV/0! | 0 | 0 | 0 | 0
1981-12-03 | Dec | 3 | 7:00 | 21.92 | 160 | 413.3858 | 24803.1504 | 0 | 0 | 0.040717 | 3.8098e-08 | 0.082406 | 0.01367 | 0.24 | 0.71486 | 0 | 0.69119 | 0.002075 | 0 | #DIV/0! | #DIV/0! | #DIV/0! | #DIV/0! | 0 | 0 | 0 | 0
1981-12-03 | Dec | 3 | 8:00 | 24.08 | 160 | 295.2756 | 17716.536 | 0 | 0 | 0.040917 | 3.8458e-08 | 0.08204 | 0.013726 | 0.24 | 0.71544 | 0 | 0.69712 | 0.0020658 | 0 | #DIV/0! | #DIV/0! | #DIV/0! | #DIV/0! | 0 | 0 | 0 | 0
1981-12-03 | Dec | 3 | 9:00 | 30.02 | 140 | 413.3858 | 24803.1504 | 0 | 0 | 0.041466 | 3.9447e-08 | 0.081037 | 0.013881 | 0.24 | 0.71697 | 0 | 0.71369 | 0.0020407 | 0 | #DIV/0! | #DIV/0! | #DIV/0! | #DIV/0! | 0 | 0 | 0 | 0
1981-12-03 | Dec | 3 | 10:00 | 32 | 190 | 610.2362 | 36614.1744 | 0 | 0 | 0.041512 | 3.9667e-08 | 0.080716 | 0.013932 | 0.24 | 0.71511 | 0 | 0.71919 | 0.0020325 | 0 | #DIV/0! | #DIV/0! | #DIV/0! | #DIV/0! | 0 | 0 | 0 | 0
1981-12-03 | Dec | 3 | 11:00 | 33.98 | 210 | 807.0866 | 48425.1984 | 0 | 0 | 0.041558 | 3.9887e-08 | 0.080395 | 0.013983 | 0.24 | 0.71327 | 0 | 0.72473 | 0.0020244 | 0 | #DIV/0! | #DIV/0! | #DIV/0! | #DIV/0! | 0 | 0 | 0 | 0
1981-12-03 | Dec | 3 | 12:00 | 35.96 | 190 | 708.6614 | 42519.6864 | 0 | 0 | 0.041604 | 4.0107e-08 | 0.080074 | 0.014035 | 0.24 | 0.71143 | 0 | 0.73031 | 0.0020163 | 0 | #DIV/0! | #DIV/0! | #DIV/0! | #DIV/0! | 0 | 0 | 0 | 0
1981-12-03 | Dec | 3 | 13:00 | 39.02 | 190 | 708.6614 | 42519.6864 | 0 | 0 | 0.041675 | 4.0447e-08 | 0.079579 | 0.014115 | 0.24 | 0.70863 | 0 | 0.73902 | 0.0020039 | 0 | #DIV/0! | #DIV/0! | #DIV/0! | #DIV/0! | 0 | 0 | 0 | 0
1981-12-03 | Dec | 3 | 14:00 | 39.92 | 170 | 610.2362 | 36614.1744 | 0 | 0 | 0.041696 | 4.0547e-08 | 0.079433 | 0.014138 | 0.24 | 0.70781 | 0 | 0.74161 | 0.0020003 | 0 | #DIV/0! | #DIV/0! | #DIV/0! | #DIV/0! | 0 | 0 | 0 | 0
1981-12-03 | Dec | 3 | 15:00 | 39.02 | 200 | 511.811 | 30708.6624 | 0 | 0 | 0.041675 | 4.0447e-08 | 0.079579 | 0.014115 | 0.24 | 0.70863 | 0 | 0.73902 | 0.0020039 | 0 | #DIV/0! | #DIV/0! | #DIV/0! | #DIV/0! | 0 | 0 | 0 | 0
1981-12-03 | Dec | 3 | 16:00 | 39.92 | 120 | 708.6614 | 42519.6864 | 0 | 0 | 0.041696 | 4.0547e-08 | 0.079433 | 0.014138 | 0.24 | 0.70781 | 0 | 0.74161 | 0.0020003 | 0 | #DIV/0! | #DIV/0! | #DIV/0! | #DIV/0! | 0 | 0 | 0 | 0
1981-12-03 | Dec | 3 | 17:00 | 37.94 | 180 | 511.811 | 30708.6624 | 0 | 0 | 0.04165 | 4.0327e-08 | 0.079754 | 0.014086 | 0.24 | 0.70961 | 0 | 0.73593 | 0.0020083 | 0 | #DIV/0! | #DIV/0! | #DIV/0! | #DIV/0! | 0 | 0 | 0 | 0
1981-12-03 | Dec | 3 | 18:00 | 37.04 | 140 | 413.3858 | 24803.1504 | 0 | 0 | 0.041629 | 4.0227e-08 | 0.0799 | 0.014063 | 0.24 | 0.71044 | 0 | 0.73337 | 0.0020119 | 0 | #DIV/0! | #DIV/0! | #DIV/0! | #DIV/0! | 0 | 0 | 0 | 0
1981-12-03 | Dec | 3 | 19:00 | 37.04 | 90 | 708.6614 | 42519.6864 | 0 | 0 | 0.041629 | 4.0227e-08 | 0.0799 | 0.014063 | 0.24 | 0.71044 | 0 | 0.73337 | 0.0020119 | 0 | #DIV/0! | #DIV/0! | #DIV/0! | #DIV/0! | 0 | 0 | 0 | 0
1981-12-03 | Dec | 3 | 20:00 | 35.96 | 50 | 708.6614 | 42519.6864 | 0 | 0 | 0.041604 | 4.0107e-08 | 0.080074 | 0.014035 | 0.24 | 0.71143 | 0 | 0.73031 | 0.0020163 | 0 | #DIV/0! | #DIV/0! | #DIV/0! | #DIV/0! | 0 | 0 | 0 | 0
1981-12-03 | Dec | 3 | 21:00 | 35.06 | 40 | 807.0866 | 48425.1984 | 0 | 0 | 0.041583 | 4.0007e-08 | 0.08022 | 0.014012 | 0.24 | 0.71226 | 0 | 0.72776 | 0.00202 | 0 | #DIV/0! | #DIV/0! | #DIV/0! | #DIV/0! | 0 | 0 | 0 | 0
1981-12-03 | Dec | 3 | 22:00 | 33.98 | 20 | 807.0866 | 48425.1984 | 0 | 0 | 0.041558 | 3.9887e-08 | 0.080395 | 0.013983 | 0.24 | 0.71327 | 0 | 0.72473 | 0.0020244 | 0 | #DIV/0! | #DIV/0! | #DIV/0! | #DIV/0! | 0 | 0 | 0 | 0
1981-12-03 | Dec | 3 | 23:00 | 35.06 | 340 | 807.0866 | 48425.1984 | 0 | 0 | 0.041583 | 4.0007e-08 | 0.08022 | 0.014012 | 0.24 | 0.71226 | 0 | 0.72776 | 0.00202 | 0 | #DIV/0! | #DIV/0! | #DIV/0! | #DIV/0! | 0 | 0 | 0 | 0
1981-12-03 | Dec | 3 | 24:00 | 35.96 | 340 | 1122.0473 | 67322.8368 | 0 | 0 | 0.041604 | 4.0107e-08 | 0.080074 | 0.014035 | 0.24 | 0.71143 | 0 | 0.73031 | 0.0020163 | 0 | #DIV/0! | #DIV/0! | #DIV/0! | #DIV/0! | 0 | 0 | 0 | 0
1981-12-04 | Dec | 4 | 1:00 | 35.96 | 340 | 1122.0473 | 67322.8368 | 0 | 0 | 0.041604 | 4.0107e-08 | 0.080074 | 0.014035 | 0.24 | 0.71143 | 0 | 0.73031 | 0.0020163 | 0 | #DIV/0! | #DIV/0! | #DIV/0! | #DIV/0! | 0 | 0 | 0 | 0
1981-12-04 | Dec | 4 | 2:00 | 35.96 | 330 | 1220.4725 | 73228.3488 | 0 | 0 | 0.041604 | 4.0107e-08 | 0.080074 | 0.014035 | 0.24 | 0.71143 | 0 | 0.73031 | 0.0020163 | 0 | #DIV/0! | #DIV/0! | #DIV/0! | #DIV/0! | 0 | 0 | 0 | 0
1981-12-04 | Dec | 4 | 3:00 | 35.96 | 320 | 1220.4725 | 73228.3488 | 0 | 0 | 0.041604 | 4.0107e-08 | 0.080074 | 0.014035 | 0.24 | 0.71143 | 0 | 0.73031 | 0.0020163 | 0 | #DIV/0! | #DIV/0! | #DIV/0! | #DIV/0! | 0 | 0 | 0 | 0
1981-12-04 | Dec | 4 | 4:00 | 35.06 | 330 | 1614.1733 | 96850.3968 | 0 | 0 | 0.041583 | 4.0007e-08 | 0.08022 | 0.014012 | 0.24 | 0.71226 | 0 | 0.72776 | 0.00202 | 0 | #DIV/0! | #DIV/0! | #DIV/0! | #DIV/0! | 0 | 0 | 0 | 0
1981-12-04 | Dec | 4 | 5:00 | 35.06 | 330 | 1732.2835 | 103937.0112 | 0 | 0 | 0.041583 | 4.0007e-08 | 0.08022 | 0.014012 | 0.24 | 0.71226 | 0 | 0.72776 | 0.00202 | 0 | #DIV/0! | #DIV/0! | #DIV/0! | #DIV/0! | 0 | 0 | 0 | 0
1981-12-04 | Dec | 4 | 6:00 | 33.98 | 330 | 1515.7481 | 90944.8848 | 0 | 0 | 0.041558 | 3.9887e-08 | 0.080395 | 0.013983 | 0.24 | 0.71327 | 0 | 0.72473 | 0.0020244 | 0 | #DIV/0! | #DIV/0! | #DIV/0! | #DIV/0! | 0 | 0 | 0 | 0
1981-12-04 | Dec | 4 | 7:00 | 33.98 | 310 | 1023.6221 | 61417.3248 | 0 | 0 | 0.041558 | 3.9887e-08 | 0.080395 | 0.013983 | 0.24 | 0.71327 | 0 | 0.72473 | 0.0020244 | 0 | #DIV/0! | #DIV/0! | #DIV/0! | #DIV/0! | 0 | 0 | 0 | 0
1981-12-04 | Dec | 4 | 8:00 | 33.08 | 320 | 1220.4725 | 73228.3488 | 0 | 0 | 0.041537 | 3.9787e-08 | 0.080541 | 0.01396 | 0.24 | 0.7141 | 0 | 0.7222 | 0.0020281 | 0 | #DIV/0! | #DIV/0! | #DIV/0! | #DIV/0! | 0 | 0 | 0 | 0
1981-12-04 | Dec | 4 | 9:00 | 30.02 | 310 | 1023.6221 | 61417.3248 | 0 | 0 | 0.041466 | 3.9447e-08 | 0.081037 | 0.013881 | 0.24 | 0.71697 | 0 | 0.71369 | 0.0020407 | 0 | #DIV/0! | #DIV/0! | #DIV/0! | #DIV/0! | 0 | 0 | 0 | 0
1981-12-04 | Dec | 4 | 10:00 | 33.98 | 310 | 1417.3229 | 85039.3728 | 0 | 0 | 0.041558 | 3.9887e-08 | 0.080395 | 0.013983 | 0.24 | 0.71327 | 0 | 0.72473 | 0.0020244 | 0 | #DIV/0! | #DIV/0! | #DIV/0! | #DIV/0! | 0 | 0 | 0 | 0
1981-12-04 | Dec | 4 | 11:00 | 37.94 | 320 | 1417.3229 | 85039.3728 | 0 | 0 | 0.04165 | 4.0327e-08 | 0.079754 | 0.014086 | 0.24 | 0.70961 | 0 | 0.73593 | 0.0020083 | 0 | #DIV/0! | #DIV/0! | #DIV/0! | #DIV/0! | 0 | 0 | 0 | 0
1981-12-04 | Dec | 4 | 12:00 | 37.94 | 300 | 1023.6221 | 61417.3248 | 0 | 0 | 0.04165 | 4.0327e-08 | 0.079754 | 0.014086 | 0.24 | 0.70961 | 0 | 0.73593 | 0.0020083 | 0 | #DIV/0! | #DIV/0! | #DIV/0! | #DIV/0! | 0 | 0 | 0 | 0
1981-12-04 | Dec | 4 | 13:00 | 39.02 | 300 | 1220.4725 | 73228.3488 | 0 | 0 | 0.041675 | 4.0447e-08 | 0.079579 | 0.014115 | 0.24 | 0.70863 | 0 | 0.73902 | 0.0020039 | 0 | #DIV/0! | #DIV/0! | #DIV/0! | #DIV/0! | 0 | 0 | 0 | 0
1981-12-04 | Dec | 4 | 14:00 | 37.94 | 280 | 1515.7481 | 90944.8848 | 0 | 0 | 0.04165 | 4.0327e-08 | 0.079754 | 0.014086 | 0.24 | 0.70961 | 0 | 0.73593 | 0.0020083 | 0 | #DIV/0! | #DIV/0! | #DIV/0! | #DIV/0! | 0 | 0 | 0 | 0
1981-12-04 | Dec | 4 | 15:00 | 37.04 | 300 | 1023.6221 | 61417.3248 | 0 | 0 | 0.041629 | 4.0227e-08 | 0.0799 | 0.014063 | 0.24 | 0.71044 | 0 | 0.73337 | 0.0020119 | 0 | #DIV/0! | #DIV/0! | #DIV/0! | #DIV/0! | 0 | 0 | 0 | 0
1981-12-04 | Dec | 4 | 16:00 | 35.06 | 290 | 1023.6221 | 61417.3248 | 0 | 0 | 0.041583 | 4.0007e-08 | 0.08022 | 0.014012 | 0.24 | 0.71226 | 0 | 0.72776 | 0.00202 | 0 | #DIV/0! | #DIV/0! | #DIV/0! | #DIV/0! | 0 | 0 | 0 | 0
1981-12-04 | Dec | 4 | 17:00 | 33.08 | 270 | 807.0866 | 48425.1984 | 0 | 0 | 0.041537 | 3.9787e-08 | 0.080541 | 0.01396 | 0.24 | 0.7141 | 0 | 0.7222 | 0.0020281 | 0 | #DIV/0! | #DIV/0! | #DIV/0! | #DIV/0! | 0 | 0 | 0 | 0
1981-12-04 | Dec | 4 | 18:00 | 32 | 260 | 905.5118 | 54330.7104 | 0 | 0 | 0.041512 | 3.9667e-08 | 0.080716 | 0.013932 | 0.24 | 0.71511 | 0 | 0.71919 | 0.0020325 | 0 | #DIV/0! | #DIV/0! | #DIV/0! | #DIV/0! | 0 | 0 | 0 | 0
1981-12-04 | Dec | 4 | 19:00 | 32 | 290 | 1023.6221 | 61417.3248 | 0 | 0 | 0.041512 | 3.9667e-08 | 0.080716 | 0.013932 | 0.24 | 0.71511 | 0 | 0.71919 | 0.0020325 | 0 | #DIV/0! | #DIV/0! | #DIV/0! | #DIV/0! | 0 | 0 | 0 | 0
1981-12-04 | Dec | 4 | 20:00 | 30.92 | 290 | 1220.4725 | 73228.3488 | 0 | 0 | 0.041487 | 3.9547e-08 | 0.080891 | 0.013904 | 0.24 | 0.71612 | 0 | 0.71619 | 0.002037 | 0 | #DIV/0! | #DIV/0! | #DIV/0! | #DIV/0! | 0 | 0 | 0 | 0
1981-12-04 | Dec | 4 | 21:00 | 28.94 | 270 | 708.6614 | 42519.6864 | 0 | 0 | 0.041368 | 3.9268e-08 | 0.081219 | 0.013852 | 0.24 | 0.71671 | 0 | 0.71065 | 0.0020452 | 0 | #DIV/0! | #DIV/0! | #DIV/0! | #DIV/0! | 0 | 0 | 0 | 0
1981-12-04 | Dec | 4 | 22:00 | 26.96 | 260 | 610.2362 | 36614.1744 | 0 | 0 | 0.041184 | 3.8938e-08 | 0.081554 | 0.013801 | 0.24 | 0.7162 | 0 | 0.70511 | 0.0020536 | 0 | #DIV/0! | #DIV/0! | #DIV/0! | #DIV/0! | 0 | 0 | 0 | 0
1981-12-04 | Dec | 4 | 23:00 | 26.96 | 280 | 807.0866 | 48425.1984 | 0 | 0 | 0.041184 | 3.8938e-08 | 0.081554 | 0.013801 | 0.24 | 0.7162 | 0 | 0.70511 | 0.0020536 | 0 | #DIV/0! | #DIV/0! | #DIV/0! | #DIV/0! | 0 | 0 | 0 | 0
1981-12-04 | Dec | 4 | 24:00 | 32 | 280 | 708.6614 | 42519.6864 | 0 | 0 | 0.041512 | 3.9667e-08 | 0.080716 | 0.013932 | 0.24 | 0.71511 | 0 | 0.71919 | 0.0020325 | 0 | #DIV/0! | #DIV/0! | #DIV/0! | #DIV/0! | 0 | 0 | 0 | 0
1981-12-05 | Dec | 5 | 1:00 | 32 | 290 | 708.6614 | 42519.6864 | 0 | 0 | 0.041512 | 3.9667e-08 | 0.080716 | 0.013932 | 0.24 | 0.71511 | 0 | 0.71919 | 0.0020325 | 0 | #DIV/0! | #DIV/0! | #DIV/0! | #DIV/0! | 0 | 0 | 0 | 0
1981-12-05 | Dec | 5 | 2:00 | 32 | 290 | 1023.6221 | 61417.3248 | 0 | 0 | 0.041512 | 3.9667e-08 | 0.080716 | 0.013932 | 0.24 | 0.71511 | 0 | 0.71919 | 0.0020325 | 0 | #DIV/0! | #DIV/0! | #DIV/0! | #DIV/0! | 0 | 0 | 0 | 0
1981-12-05 | Dec | 5 | 3:00 | 32 | 290 | 610.2362 | 36614.1744 | 0 | 0 | 0.041512 | 3.9667e-08 | 0.080716 | 0.013932 | 0.24 | 0.71511 | 0 | 0.71919 | 0.0020325 | 0 | #DIV/0! | #DIV/0! | #DIV/0! | #DIV/0! | 0 | 0 | 0 | 0
1981-12-05 | Dec | 5 | 4:00 | 28.94 | 280 | 511.811 | 30708.6624 | 0 | 0 | 0.041368 | 3.9268e-08 | 0.081219 | 0.013852 | 0.24 | 0.71671 | 0 | 0.71065 | 0.0020452 | 0 | #DIV/0! | #DIV/0! | #DIV/0! | #DIV/0! | 0 | 0 | 0 | 0
1981-12-05 | Dec | 5 | 5:00 | 26.96 | 270 | 511.811 | 30708.6624 | 0 | 0 | 0.041184 | 3.8938e-08 | 0.081554 | 0.013801 | 0.24 | 0.7162 | 0 | 0.70511 | 0.0020536 | 0 | #DIV/0! | #DIV/0! | #DIV/0! | #DIV/0! | 0 | 0 | 0 | 0
1981-12-05 | Dec | 5 | 6:00 | 24.98 | 270 | 610.2362 | 36614.1744 | 0 | 0 | 0.041001 | 3.8608e-08 | 0.081888 | 0.013749 | 0.24 | 0.71568 | 0 | 0.6996 | 0.0020619 | 0 | #DIV/0! | #DIV/0! | #DIV/0! | #DIV/0! | 0 | 0 | 0 | 0
1981-12-05 | Dec | 5 | 7:00 | 24.08 | 270 | 511.811 | 30708.6624 | 0 | 0 | 0.040917 | 3.8458e-08 | 0.08204 | 0.013726 | 0.24 | 0.71544 | 0 | 0.69712 | 0.0020658 | 0 | #DIV/0! | #DIV/0! | #DIV/0! | #DIV/0! | 0 | 0 | 0 | 0
1981-12-05 | Dec | 5 | 8:00 | 24.08 | 280 | 708.6614 | 42519.6864 | 0 | 0 | 0.040917 | 3.8458e-08 | 0.08204 | 0.013726 | 0.24 | 0.71544 | 0 | 0.69712 | 0.0020658 | 0 | #DIV/0! | #DIV/0! | #DIV/0! | #DIV/0! | 0 | 0 | 0 | 0
1981-12-05 | Dec | 5 | 9:00 | 26.96 | 270 | 610.2362 | 36614.1744 | 0 | 0 | 0.041184 | 3.8938e-08 | 0.081554 | 0.013801 | 0.24 | 0.7162 | 0 | 0.70511 | 0.0020536 | 0 | #DIV/0! | #DIV/0! | #DIV/0! | #DIV/0! | 0 | 0 | 0 | 0
1981-12-05 | Dec | 5 | 10:00 | 30.92 | 280 | 511.811 | 30708.6624 | 0 | 0 | 0.041487 | 3.9547e-08 | 0.080891 | 0.013904 | 0.24 | 0.71612 | 0 | 0.71619 | 0.002037 | 0 | #DIV/0! | #DIV/0! | #DIV/0! | #DIV/0! | 0 | 0 | 0 | 0
1981-12-05 | Dec | 5 | 11:00 | 33.98 | 260 | 511.811 | 30708.6624 | 0 | 0 | 0.041558 | 3.9887e-08 | 0.080395 | 0.013983 | 0.24 | 0.71327 | 0 | 0.72473 | 0.0020244 | 0 | #DIV/0! | #DIV/0! | #DIV/0! | #DIV/0! | 0 | 0 | 0 | 0
1981-12-05 | Dec | 5 | 12:00 | 35.96 | 280 | 413.3858 | 24803.1504 | 0 | 0 | 0.041604 | 4.0107e-08 | 0.080074 | 0.014035 | 0.24 | 0.71143 | 0 | 0.73031 | 0.0020163 | 0 | #DIV/0! | #DIV/0! | #DIV/0! | #DIV/0! | 0 | 0 | 0 | 0
1981-12-05 | Dec | 5 | 13:00 | 35.96 | 240 | 708.6614 | 42519.6864 | 0 | 0 | 0.041604 | 4.0107e-08 | 0.080074 | 0.014035 | 0.24 | 0.71143 | 0 | 0.73031 | 0.0020163 | 0 | #DIV/0! | #DIV/0! | #DIV/0! | #DIV/0! | 0 | 0 | 0 | 0
1981-12-05 | Dec | 5 | 14:00 | 37.94 | 270 | 511.811 | 30708.6624 | 0 | 0 | 0.04165 | 4.0327e-08 | 0.079754 | 0.014086 | 0.24 | 0.70961 | 0 | 0.73593 | 0.0020083 | 0 | #DIV/0! | #DIV/0! | #DIV/0! | #DIV/0! | 0 | 0 | 0 | 0
1981-12-05 | Dec | 5 | 15:00 | 35.96 | 230 | 610.2362 | 36614.1744 | 0 | 0 | 0.041604 | 4.0107e-08 | 0.080074 | 0.014035 | 0.24 | 0.71143 | 0 | 0.73031 | 0.0020163 | 0 | #DIV/0! | #DIV/0! | #DIV/0! | #DIV/0! | 0 | 0 | 0 | 0
1981-12-05 | Dec | 5 | 16:00 | 33.08 | 260 | 511.811 | 30708.6624 | 0 | 0 | 0.041537 | 3.9787e-08 | 0.080541 | 0.01396 | 0.24 | 0.7141 | 0 | 0.7222 | 0.0020281 | 0 | #DIV/0! | #DIV/0! | #DIV/0! | #DIV/0! | 0 | 0 | 0 | 0
1981-12-05 | Dec | 5 | 17:00 | 28.94 | 250 | 295.2756 | 17716.536 | 0 | 0 | 0.041368 | 3.9268e-08 | 0.081219 | 0.013852 | 0.24 | 0.71671 | 0 | 0.71065 | 0.0020452 | 0 | #DIV/0! | #DIV/0! | #DIV/0! | #DIV/0! | 0 | 0 | 0 | 0
1981-12-05 | Dec | 5 | 18:00 | 28.04 | 0 | 0 | 0 | 0 | 0 | 0.041284 | 3.9118e-08 | 0.081371 | 0.013829 | 0.24 | 0.71648 | 0 | 0.70812 | 0.002049 | 0 | #DIV/0! | #DIV/0! | #DIV/0! | #DIV/0! | 0 | 0 | 0 | 0
1981-12-05 | Dec | 5 | 19:00 | 24.98 | 0 | 0 | 0 | 0 | 0 | 0.041001 | 3.8608e-08 | 0.081888 | 0.013749 | 0.24 | 0.71568 | 0 | 0.6996 | 0.0020619 | 0 | #DIV/0! | #DIV/0! | #DIV/0! | #DIV/0! | 0 | 0 | 0 | 0
1981-12-05 | Dec | 5 | 20:00 | 24.98 | 0 | 0 | 0 | 0 | 0 | 0.041001 | 3.8608e-08 | 0.081888 | 0.013749 | 0.24 | 0.71568 | 0 | 0.6996 | 0.0020619 | 0 | #DIV/0! | #DIV/0! | #DIV/0! | #DIV/0! | 0 | 0 | 0 | 0
1981-12-05 | Dec | 5 | 21:00 | 24.98 | 140 | 511.811 | 30708.6624 | 0 | 0 | 0.041001 | 3.8608e-08 | 0.081888 | 0.013749 | 0.24 | 0.71568 | 0 | 0.6996 | 0.0020619 | 0 | #DIV/0! | #DIV/0! | #DIV/0! | #DIV/0! | 0 | 0 | 0 | 0
1981-12-05 | Dec | 5 | 22:00 | 26.96 | 150 | 511.811 | 30708.6624 | 0 | 0 | 0.041184 | 3.8938e-08 | 0.081554 | 0.013801 | 0.24 | 0.7162 | 0 | 0.70511 | 0.0020536 | 0 | #DIV/0! | #DIV/0! | #DIV/0! | #DIV/0! | 0 | 0 | 0 | 0
1981-12-05 | Dec | 5 | 23:00 | 28.04 | 160 | 610.2362 | 36614.1744 | 0 | 0 | 0.041284 | 3.9118e-08 | 0.081371 | 0.013829 | 0.24 | 0.71648 | 0 | 0.70812 | 0.002049 | 0 | #DIV/0! | #DIV/0! | #DIV/0! | #DIV/0! | 0 | 0 | 0 | 0
1981-12-05 | Dec | 5 | 24:00 | 28.94 | 160 | 610.2362 | 36614.1744 | 0 | 0 | 0.041368 | 3.9268e-08 | 0.081219 | 0.013852 | 0.24 | 0.71671 | 0 | 0.71065 | 0.0020452 | 0 | #DIV/0! | #DIV/0! | #DIV/0! | #DIV/0! | 0 | 0 | 0 | 0
1981-12-06 | Dec | 6 | 1:00 | 28.94 | 160 | 708.6614 | 42519.6864 | 0 | 0 | 0.041368 | 3.9268e-08 | 0.081219 | 0.013852 | 0.24 | 0.71671 | 0 | 0.71065 | 0.0020452 | 0 | #DIV/0! | #DIV/0! | #DIV/0! | #DIV/0! | 0 | 0 | 0 | 0
1981-12-06 | Dec | 6 | 2:00 | 28.94 | 160 | 708.6614 | 42519.6864 | 0 | 0 | 0.041368 | 3.9268e-08 | 0.081219 | 0.013852 | 0.24 | 0.71671 | 0 | 0.71065 | 0.0020452 | 0 | #DIV/0! | #DIV/0! | #DIV/0! | #DIV/0! | 0 | 0 | 0 | 0
1981-12-06 | Dec | 6 | 3:00 | 28.94 | 150 | 708.6614 | 42519.6864 | 0 | 0 | 0.041368 | 3.9268e-08 | 0.081219 | 0.013852 | 0.24 | 0.71671 | 0 | 0.71065 | 0.0020452 | 0 | #DIV/0! | #DIV/0! | #DIV/0! | #DIV/0! | 0 | 0 | 0 | 0
1981-12-06 | Dec | 6 | 4:00 | 28.94 | 180 | 807.0866 | 48425.1984 | 0 | 0 | 0.041368 | 3.9268e-08 | 0.081219 | 0.013852 | 0.24 | 0.71671 | 0 | 0.71065 | 0.0020452 | 0 | #DIV/0! | #DIV/0! | #DIV/0! | #DIV/0! | 0 | 0 | 0 | 0
1981-12-06 | Dec | 6 | 5:00 | 28.94 | 180 | 1023.6221 | 61417.3248 | 0 | 0 | 0.041368 | 3.9268e-08 | 0.081219 | 0.013852 | 0.24 | 0.71671 | 0 | 0.71065 | 0.0020452 | 0 | #DIV/0! | #DIV/0! | #DIV/0! | #DIV/0! | 0 | 0 | 0 | 0
1981-12-06 | Dec | 6 | 6:00 | 30.02 | 180 | 610.2362 | 36614.1744 | 0 | 0 | 0.041466 | 3.9447e-08 | 0.081037 | 0.013881 | 0.24 | 0.71697 | 0 | 0.71369 | 0.0020407 | 0 | #DIV/0! | #DIV/0! | #DIV/0! | #DIV/0! | 0 | 0 | 0 | 0
1981-12-06 | Dec | 6 | 7:00 | 32 | 170 | 708.6614 | 42519.6864 | 0 | 0 | 0.041512 | 3.9667e-08 | 0.080716 | 0.013932 | 0.24 | 0.71511 | 0 | 0.71919 | 0.0020325 | 0 | #DIV/0! | #DIV/0! | #DIV/0! | #DIV/0! | 0 | 0 | 0 | 0
1981-12-06 | Dec | 6 | 8:00 | 33.08 | 180 | 905.5118 | 54330.7104 | 0 | 0 | 0.041537 | 3.9787e-08 | 0.080541 | 0.01396 | 0.24 | 0.7141 | 0 | 0.7222 | 0.0020281 | 0 | #DIV/0! | #DIV/0! | #DIV/0! | #DIV/0! | 0 | 0 | 0 | 0
1981-12-06 | Dec | 6 | 9:00 | 35.06 | 180 | 1220.4725 | 73228.3488 | 0 | 0 | 0.041583 | 4.0007e-08 | 0.08022 | 0.014012 | 0.24 | 0.71226 | 0 | 0.72776 | 0.00202 | 0 | #DIV/0! | #DIV/0! | #DIV/0! | #DIV/0! | 0 | 0 | 0 | 0
1981-12-06 | Dec | 6 | 10:00 | 37.94 | 180 | 1220.4725 | 73228.3488 | 0 | 0 | 0.04165 | 4.0327e-08 | 0.079754 | 0.014086 | 0.24 | 0.70961 | 0 | 0.73593 | 0.0020083 | 0 | #DIV/0! | #DIV/0! | #DIV/0! | #DIV/0! | 0 | 0 | 0 | 0
1981-12-06 | Dec | 6 | 11:00 | 39.92 | 180 | 1515.7481 | 90944.8848 | 0 | 0 | 0.041696 | 4.0547e-08 | 0.079433 | 0.014138 | 0.24 | 0.70781 | 0 | 0.74161 | 0.0020003 | 0 | #DIV/0! | #DIV/0! | #DIV/0! | #DIV/0! | 0 | 0 | 0 | 0
1981-12-06 | Dec | 6 | 12:00 | 42.08 | 180 | 1318.8977 | 79133.8608 | 0 | 0 | 0.04189 | 4.0902e-08 | 0.079096 | 0.014194 | 0.24 | 0.7083 | 0 | 0.74773 | 0.0019917 | 0 | #DIV/0! | #DIV/0! | #DIV/0! | #DIV/0! | 0 | 0 | 0 | 0
1981-12-06 | Dec | 6 | 13:00 | 44.96 | 190 | 1515.7481 | 90944.8848 | 0 | 0 | 0.042157 | 4.1382e-08 | 0.078646 | 0.014269 | 0.24 | 0.70907 | 0 | 0.75597 | 0.0019804 | 0 | #DIV/0! | #DIV/0! | #DIV/0! | #DIV/0! | 0 | 0 | 0 | 0
1981-12-06 | Dec | 6 | 14:00 | 44.06 | 190 | 1515.7481 | 90944.8848 | 0 | 0 | 0.042074 | 4.1232e-08 | 0.078787 | 0.014246 | 0.24 | 0.70883 | 0 | 0.75338 | 0.0019839 | 0 | #DIV/0! | #DIV/0! | #DIV/0! | #DIV/0! | 0 | 0 | 0 | 0
1981-12-06 | Dec | 6 | 15:00 | 44.06 | 190 | 1220.4725 | 73228.3488 | 0 | 0 | 0.042074 | 4.1232e-08 | 0.078787 | 0.014246 | 0.24 | 0.70883 | 0 | 0.75338 | 0.0019839 | 0 | #DIV/0! | #DIV/0! | #DIV/0! | #DIV/0! | 0 | 0 | 0 | 0
1981-12-06 | Dec | 6 | 16:00 | 42.98 | 160 | 1122.0473 | 67322.8368 | 0 | 0 | 0.041974 | 4.1052e-08 | 0.078955 | 0.014217 | 0.24 | 0.70854 | 0 | 0.75029 | 0.0019882 | 0 | #DIV/0! | #DIV/0! | #DIV/0! | #DIV/0! | 0 | 0 | 0 | 0
1981-12-06 | Dec | 6 | 17:00 | 41 | 190 | 1023.6221 | 61417.3248 | 0 | 0 | 0.04179 | 4.0722e-08 | 0.079264 | 0.014166 | 0.24 | 0.70801 | 0 | 0.74466 | 0.001996 | 0 | #DIV/0! | #DIV/0! | #DIV/0! | #DIV/0! | 0 | 0 | 0 | 0
1981-12-06 | Dec | 6 | 18:00 | 39.92 | 180 | 1023.6221 | 61417.3248 | 0 | 0 | 0.041696 | 4.0547e-08 | 0.079433 | 0.014138 | 0.24 | 0.70781 | 0 | 0.74161 | 0.0020003 | 0 | #DIV/0! | #DIV/0! | #DIV/0! | #DIV/0! | 0 | 0 | 0 | 0
1981-12-06 | Dec | 6 | 19:00 | 41 | 180 | 1220.4725 | 73228.3488 | 0 | 0 | 0.04179 | 4.0722e-08 | 0.079264 | 0.014166 | 0.24 | 0.70801 | 0 | 0.74466 | 0.001996 | 0 | #DIV/0! | #DIV/0! | #DIV/0! | #DIV/0! | 0 | 0 | 0 | 0
1981-12-06 | Dec | 6 | 20:00 | 41 | 190 | 1023.6221 | 61417.3248 | 0 | 0 | 0.04179 | 4.0722e-08 | 0.079264 | 0.014166 | 0.24 | 0.70801 | 0 | 0.74466 | 0.001996 | 0 | #DIV/0! | #DIV/0! | #DIV/0! | #DIV/0! | 0 | 0 | 0 | 0
1981-12-06 | Dec | 6 | 21:00 | 41 | 200 | 1122.0473 | 67322.8368 | 0 | 0 | 0.04179 | 4.0722e-08 | 0.079264 | 0.014166 | 0.24 | 0.70801 | 0 | 0.74466 | 0.001996 | 0 | #DIV/0! | #DIV/0! | #DIV/0! | #DIV/0! | 0 | 0 | 0 | 0
1981-12-06 | Dec | 6 | 22:00 | 41 | 180 | 1220.4725 | 73228.3488 | 0 | 0 | 0.04179 | 4.0722e-08 | 0.079264 | 0.014166 | 0.24 | 0.70801 | 0 | 0.74466 | 0.001996 | 0 | #DIV/0! | #DIV/0! | #DIV/0! | #DIV/0! | 0 | 0 | 0 | 0
1981-12-06 | Dec | 6 | 23:00 | 41 | 210 | 1023.6221 | 61417.3248 | 0 | 0 | 0.04179 | 4.0722e-08 | 0.079264 | 0.014166 | 0.24 | 0.70801 | 0 | 0.74466 | 0.001996 | 0 | #DIV/0! | #DIV/0! | #DIV/0! | #DIV/0! | 0 | 0 | 0 | 0
1981-12-06 | Dec | 6 | 24:00 | 41 | 200 | 905.5118 | 54330.7104 | 0 | 0 | 0.04179 | 4.0722e-08 | 0.079264 | 0.014166 | 0.24 | 0.70801 | 0 | 0.74466 | 0.001996 | 0 | #DIV/0! | #DIV/0! | #DIV/0! | #DIV/0! | 0 | 0 | 0 | 0
1981-12-07 | Dec | 7 | 1:00 | 41 | 190 | 1122.0473 | 67322.8368 | 0 | 0 | 0.04179 | 4.0722e-08 | 0.079264 | 0.014166 | 0.24 | 0.70801 | 0 | 0.74466 | 0.001996 | 0 | #DIV/0! | #DIV/0! | #DIV/0! | #DIV/0! | 0 | 0 | 0 | 0
1981-12-07 | Dec | 7 | 2:00 | 41 | 210 | 1023.6221 | 61417.3248 | 0 | 0 | 0.04179 | 4.0722e-08 | 0.079264 | 0.014166 | 0.24 | 0.70801 | 0 | 0.74466 | 0.001996 | 0 | #DIV/0! | #DIV/0! | #DIV/0! | #DIV/0! | 0 | 0 | 0 | 0
1981-12-07 | Dec | 7 | 3:00 | 41 | 190 | 708.6614 | 42519.6864 | 0 | 0 | 0.04179 | 4.0722e-08 | 0.079264 | 0.014166 | 0.24 | 0.70801 | 0 | 0.74466 | 0.001996 | 0 | #DIV/0! | #DIV/0! | #DIV/0! | #DIV/0! | 0 | 0 | 0 | 0
1981-12-07 | Dec | 7 | 4:00 | 41 | 210 | 1023.6221 | 61417.3248 | 0 | 0 | 0.04179 | 4.0722e-08 | 0.079264 | 0.014166 | 0.24 | 0.70801 | 0 | 0.74466 | 0.001996 | 0 | #DIV/0! | #DIV/0! | #DIV/0! | #DIV/0! | 0 | 0 | 0 | 0
1981-12-07 | Dec | 7 | 5:00 | 41 | 230 | 708.6614 | 42519.6864 | 0 | 0 | 0.04179 | 4.0722e-08 | 0.079264 | 0.014166 | 0.24 | 0.70801 | 0 | 0.74466 | 0.001996 | 0 | #DIV/0! | #DIV/0! | #DIV/0! | #DIV/0! | 0 | 0 | 0 | 0
1981-12-07 | Dec | 7 | 6:00 | 41 | 250 | 511.811 | 30708.6624 | 0 | 0 | 0.04179 | 4.0722e-08 | 0.079264 | 0.014166 | 0.24 | 0.70801 | 0 | 0.74466 | 0.001996 | 0 | #DIV/0! | #DIV/0! | #DIV/0! | #DIV/0! | 0 | 0 | 0 | 0
1981-12-07 | Dec | 7 | 7:00 | 41 | 230 | 807.0866 | 48425.1984 | 0 | 0 | 0.04179 | 4.0722e-08 | 0.079264 | 0.014166 | 0.24 | 0.70801 | 0 | 0.74466 | 0.001996 | 0 | #DIV/0! | #DIV/0! | #DIV/0! | #DIV/0! | 0 | 0 | 0 | 0
1981-12-07 | Dec | 7 | 8:00 | 41 | 230 | 1023.6221 | 61417.3248 | 0 | 0 | 0.04179 | 4.0722e-08 | 0.079264 | 0.014166 | 0.24 | 0.70801 | 0 | 0.74466 | 0.001996 | 0 | #DIV/0! | #DIV/0! | #DIV/0! | #DIV/0! | 0 | 0 | 0 | 0
1981-12-07 | Dec | 7 | 9:00 | 42.08 | 240 | 708.6614 | 42519.6864 | 0 | 0 | 0.04189 | 4.0902e-08 | 0.079096 | 0.014194 | 0.24 | 0.7083 | 0 | 0.74773 | 0.0019917 | 0 | #DIV/0! | #DIV/0! | #DIV/0! | #DIV/0! | 0 | 0 | 0 | 0
1981-12-07 | Dec | 7 | 10:00 | 42.98 | 240 | 807.0866 | 48425.1984 | 0 | 0 | 0.041974 | 4.1052e-08 | 0.078955 | 0.014217 | 0.24 | 0.70854 | 0 | 0.75029 | 0.0019882 | 0 | #DIV/0! | #DIV/0! | #DIV/0! | #DIV/0! | 0 | 0 | 0 | 0
1981-12-07 | Dec | 7 | 11:00 | 46.04 | 200 | 1220.4725 | 73228.3488 | 0 | 0 | 0.042257 | 4.1562e-08 | 0.078478 | 0.014297 | 0.24 | 0.70936 | 0 | 0.75908 | 0.0019761 | 0 | #DIV/0! | #DIV/0! | #DIV/0! | #DIV/0! | 0 | 0 | 0 | 0
1981-12-07 | Dec | 7 | 12:00 | 48.02 | 230 | 610.2362 | 36614.1744 | 0 | 0 | 0.042441 | 4.1892e-08 | 0.078169 | 0.014349 | 0.24 | 0.70988 | 0 | 0.76482 | 0.0019684 | 0 | #DIV/0! | #DIV/0! | #DIV/0! | #DIV/0! | 0 | 0 | 0 | 0
1981-12-07 | Dec | 7 | 13:00 | 48.92 | 270 | 1318.8977 | 79133.8608 | 0 | 0 | 0.042524 | 4.2042e-08 | 0.078028 | 0.014372 | 0.24 | 0.71012 | 0 | 0.76745 | 0.0019649 | 0 | #DIV/0! | #DIV/0! | #DIV/0! | #DIV/0! | 0 | 0 | 0 | 0
1981-12-07 | Dec | 7 | 14:00 | 48.92 | 210 | 905.5118 | 54330.7104 | 0 | 0 | 0.042524 | 4.2042e-08 | 0.078028 | 0.014372 | 0.24 | 0.71012 | 0 | 0.76745 | 0.0019649 | 0 | #DIV/0! | #DIV/0! | #DIV/0! | #DIV/0! | 0 | 0 | 0 | 0
1981-12-07 | Dec | 7 | 15:00 | 51.98 | 260 | 1023.6221 | 61417.3248 | 0 | 0 | 0.042785 | 4.2552e-08 | 0.077563 | 0.014451 | 0.24 | 0.71054 | 0 | 0.77633 | 0.0019532 | 0 | #DIV/0! | #DIV/0! | #DIV/0! | #DIV/0! | 0 | 0 | 0 | 0
1981-12-07 | Dec | 7 | 16:00 | 48.92 | 280 | 1023.6221 | 61417.3248 | 0 | 0 | 0.042524 | 4.2042e-08 | 0.078028 | 0.014372 | 0.24 | 0.71012 | 0 | 0.76745 | 0.0019649 | 0 | #DIV/0! | #DIV/0! | #DIV/0! | #DIV/0! | 0 | 0 | 0 | 0
1981-12-07 | Dec | 7 | 17:00 | 46.94 | 270 | 610.2362 | 36614.1744 | 0 | 0 | 0.042341 | 4.1712e-08 | 0.078337 | 0.01432 | 0.24 | 0.7096 | 0 | 0.76169 | 0.0019726 | 0 | #DIV/0! | #DIV/0! | #DIV/0! | #DIV/0! | 0 | 0 | 0 | 0
1981-12-07 | Dec | 7 | 18:00 | 46.04 | 280 | 807.0866 | 48425.1984 | 0 | 0 | 0.042257 | 4.1562e-08 | 0.078478 | 0.014297 | 0.24 | 0.70936 | 0 | 0.75908 | 0.0019761 | 0 | #DIV/0! | #DIV/0! | #DIV/0! | #DIV/0! | 0 | 0 | 0 | 0
1981-12-07 | Dec | 7 | 19:00 | 42.98 | 270 | 708.6614 | 42519.6864 | 0 | 0 | 0.041974 | 4.1052e-08 | 0.078955 | 0.014217 | 0.24 | 0.70854 | 0 | 0.75029 | 0.0019882 | 0 | #DIV/0! | #DIV/0! | #DIV/0! | #DIV/0! | 0 | 0 | 0 | 0
1981-12-07 | Dec | 7 | 20:00 | 42.08 | 290 | 1023.6221 | 61417.3248 | 0 | 0 | 0.04189 | 4.0902e-08 | 0.079096 | 0.014194 | 0.24 | 0.7083 | 0 | 0.74773 | 0.0019917 | 0 | #DIV/0! | #DIV/0! | #DIV/0! | #DIV/0! | 0 | 0 | 0 | 0
1981-12-07 | Dec | 7 | 21:00 | 44.06 | 310 | 1318.8977 | 79133.8608 | 0 | 0 | 0.042074 | 4.1232e-08 | 0.078787 | 0.014246 | 0.24 | 0.70883 | 0 | 0.75338 | 0.0019839 | 0 | #DIV/0! | #DIV/0! | #DIV/0! | #DIV/0! | 0 | 0 | 0 | 0
1981-12-07 | Dec | 7 | 22:00 | 42.08 | 300 | 1318.8977 | 79133.8608 | 0 | 0 | 0.04189 | 4.0902e-08 | 0.079096 | 0.014194 | 0.24 | 0.7083 | 0 | 0.74773 | 0.0019917 | 0 | #DIV/0! | #DIV/0! | #DIV/0! | #DIV/0! | 0 | 0 | 0 | 0
1981-12-07 | Dec | 7 | 23:00 | 41 | 310 | 1614.1733 | 96850.3968 | 0 | 0 | 0.04179 | 4.0722e-08 | 0.079264 | 0.014166 | 0.24 | 0.70801 | 0 | 0.74466 | 0.001996 | 0 | #DIV/0! | #DIV/0! | #DIV/0! | #DIV/0! | 0 | 0 | 0 | 0
1981-12-07 | Dec | 7 | 24:00 | 37.94 | 330 | 1515.7481 | 90944.8848 | 0 | 0 | 0.04165 | 4.0327e-08 | 0.079754 | 0.014086 | 0.24 | 0.70961 | 0 | 0.73593 | 0.0020083 | 0 | #DIV/0! | #DIV/0! | #DIV/0! | #DIV/0! | 0 | 0 | 0 | 0
1981-12-08 | Dec | 8 | 1:00 | 37.94 | 310 | 1318.8977 | 79133.8608 | 0 | 0 | 0.04165 | 4.0327e-08 | 0.079754 | 0.014086 | 0.24 | 0.70961 | 0 | 0.73593 | 0.0020083 | 0 | #DIV/0! | #DIV/0! | #DIV/0! | #DIV/0! | 0 | 0 | 0 | 0
1981-12-08 | Dec | 8 | 2:00 | 37.04 | 300 | 1023.6221 | 61417.3248 | 0 | 0 | 0.041629 | 4.0227e-08 | 0.0799 | 0.014063 | 0.24 | 0.71044 | 0 | 0.73337 | 0.0020119 | 0 | #DIV/0! | #DIV/0! | #DIV/0! | #DIV/0! | 0 | 0 | 0 | 0
1981-12-08 | Dec | 8 | 3:00 | 37.04 | 290 | 1318.8977 | 79133.8608 | 0 | 0 | 0.041629 | 4.0227e-08 | 0.0799 | 0.014063 | 0.24 | 0.71044 | 0 | 0.73337 | 0.0020119 | 0 | #DIV/0! | #DIV/0! | #DIV/0! | #DIV/0! | 0 | 0 | 0 | 0
1981-12-08 | Dec | 8 | 4:00 | 37.04 | 310 | 1023.6221 | 61417.3248 | 0 | 0 | 0.041629 | 4.0227e-08 | 0.0799 | 0.014063 | 0.24 | 0.71044 | 0 | 0.73337 | 0.0020119 | 0 | #DIV/0! | #DIV/0! | #DIV/0! | #DIV/0! | 0 | 0 | 0 | 0
1981-12-08 | Dec | 8 | 5:00 | 35.96 | 320 | 1515.7481 | 90944.8848 | 0 | 0 | 0.041604 | 4.0107e-08 | 0.080074 | 0.014035 | 0.24 | 0.71143 | 0 | 0.73031 | 0.0020163 | 0 | #DIV/0! | #DIV/0! | #DIV/0! | #DIV/0! | 0 | 0 | 0 | 0
1981-12-08 | Dec | 8 | 6:00 | 35.96 | 310 | 1318.8977 | 79133.8608 | 0 | 0 | 0.041604 | 4.0107e-08 | 0.080074 | 0.014035 | 0.24 | 0.71143 | 0 | 0.73031 | 0.0020163 | 0 | #DIV/0! | #DIV/0! | #DIV/0! | #DIV/0! | 0 | 0 | 0 | 0
1981-12-08 | Dec | 8 | 7:00 | 35.06 | 300 | 1220.4725 | 73228.3488 | 0 | 0 | 0.041583 | 4.0007e-08 | 0.08022 | 0.014012 | 0.24 | 0.71226 | 0 | 0.72776 | 0.00202 | 0 | #DIV/0! | #DIV/0! | #DIV/0! | #DIV/0! | 0 | 0 | 0 | 0
1981-12-08 | Dec | 8 | 8:00 | 35.06 | 320 | 1220.4725 | 73228.3488 | 0 | 0 | 0.041583 | 4.0007e-08 | 0.08022 | 0.014012 | 0.24 | 0.71226 | 0 | 0.72776 | 0.00202 | 0 | #DIV/0! | #DIV/0! | #DIV/0! | #DIV/0! | 0 | 0 | 0 | 0
1981-12-08 | Dec | 8 | 9:00 | 35.06 | 320 | 1515.7481 | 90944.8848 | 0 | 0 | 0.041583 | 4.0007e-08 | 0.08022 | 0.014012 | 0.24 | 0.71226 | 0 | 0.72776 | 0.00202 | 0 | #DIV/0! | #DIV/0! | #DIV/0! | #DIV/0! | 0 | 0 | 0 | 0
1981-12-08 | Dec | 8 | 10:00 | 35.06 | 300 | 1220.4725 | 73228.3488 | 0 | 0 | 0.041583 | 4.0007e-08 | 0.08022 | 0.014012 | 0.24 | 0.71226 | 0 | 0.72776 | 0.00202 | 0 | #DIV/0! | #DIV/0! | #DIV/0! | #DIV/0! | 0 | 0 | 0 | 0
1981-12-08 | Dec | 8 | 11:00 | 35.06 | 320 | 1417.3229 | 85039.3728 | 0 | 0 | 0.041583 | 4.0007e-08 | 0.08022 | 0.014012 | 0.24 | 0.71226 | 0 | 0.72776 | 0.00202 | 0 | #DIV/0! | #DIV/0! | #DIV/0! | #DIV/0! | 0 | 0 | 0 | 0
1981-12-08 | Dec | 8 | 12:00 | 35.06 | 340 | 1515.7481 | 90944.8848 | 0 | 0 | 0.041583 | 4.0007e-08 | 0.08022 | 0.014012 | 0.24 | 0.71226 | 0 | 0.72776 | 0.00202 | 0 | #DIV/0! | #DIV/0! | #DIV/0! | #DIV/0! | 0 | 0 | 0 | 0
1981-12-08 | Dec | 8 | 13:00 | 35.06 | 310 | 1220.4725 | 73228.3488 | 0 | 0 | 0.041583 | 4.0007e-08 | 0.08022 | 0.014012 | 0.24 | 0.71226 | 0 | 0.72776 | 0.00202 | 0 | #DIV/0! | #DIV/0! | #DIV/0! | #DIV/0! | 0 | 0 | 0 | 0
1981-12-08 | Dec | 8 | 14:00 | 35.06 | 340 | 1614.1733 | 96850.3968 | 0 | 0 | 0.041583 | 4.0007e-08 | 0.08022 | 0.014012 | 0.24 | 0.71226 | 0 | 0.72776 | 0.00202 | 0 | #DIV/0! | #DIV/0! | #DIV/0! | #DIV/0! | 0 | 0 | 0 | 0
1981-12-08 | Dec | 8 | 15:00 | 35.06 | 310 | 1122.0473 | 67322.8368 | 0 | 0 | 0.041583 | 4.0007e-08 | 0.08022 | 0.014012 | 0.24 | 0.71226 | 0 | 0.72776 | 0.00202 | 0 | #DIV/0! | #DIV/0! | #DIV/0! | #DIV/0! | 0 | 0 | 0 | 0
1981-12-08 | Dec | 8 | 16:00 | 32 | 300 | 905.5118 | 54330.7104 | 0 | 0 | 0.041512 | 3.9667e-08 | 0.080716 | 0.013932 | 0.24 | 0.71511 | 0 | 0.71919 | 0.0020325 | 0 | #DIV/0! | #DIV/0! | #DIV/0! | #DIV/0! | 0 | 0 | 0 | 0
1981-12-08 | Dec | 8 | 17:00 | 30.02 | 310 | 1023.6221 | 61417.3248 | 0 | 0 | 0.041466 | 3.9447e-08 | 0.081037 | 0.013881 | 0.24 | 0.71697 | 0 | 0.71369 | 0.0020407 | 0 | #DIV/0! | #DIV/0! | #DIV/0! | #DIV/0! | 0 | 0 | 0 | 0
1981-12-08 | Dec | 8 | 18:00 | 28.94 | 290 | 905.5118 | 54330.7104 | 0 | 0 | 0.041368 | 3.9268e-08 | 0.081219 | 0.013852 | 0.24 | 0.71671 | 0 | 0.71065 | 0.0020452 | 0 | #DIV/0! | #DIV/0! | #DIV/0! | #DIV/0! | 0 | 0 | 0 | 0
1981-12-08 | Dec | 8 | 19:00 | 28.04 | 310 | 1220.4725 | 73228.3488 | 0 | 0 | 0.041284 | 3.9118e-08 | 0.081371 | 0.013829 | 0.24 | 0.71648 | 0 | 0.70812 | 0.002049 | 0 | #DIV/0! | #DIV/0! | #DIV/0! | #DIV/0! | 0 | 0 | 0 | 0
1981-12-08 | Dec | 8 | 20:00 | 28.94 | 300 | 708.6614 | 42519.6864 | 0 | 0 | 0.041368 | 3.9268e-08 | 0.081219 | 0.013852 | 0.24 | 0.71671 | 0 | 0.71065 | 0.0020452 | 0 | #DIV/0! | #DIV/0! | #DIV/0! | #DIV/0! | 0 | 0 | 0 | 0
1981-12-08 | Dec | 8 | 21:00 | 26.96 | 320 | 1220.4725 | 73228.3488 | 0 | 0 | 0.041184 | 3.8938e-08 | 0.081554 | 0.013801 | 0.24 | 0.7162 | 0 | 0.70511 | 0.0020536 | 0 | #DIV/0! | #DIV/0! | #DIV/0! | #DIV/0! | 0 | 0 | 0 | 0
1981-12-08 | Dec | 8 | 22:00 | 28.04 | 310 | 708.6614 | 42519.6864 | 0 | 0 | 0.041284 | 3.9118e-08 | 0.081371 | 0.013829 | 0.24 | 0.71648 | 0 | 0.70812 | 0.002049 | 0 | #DIV/0! | #DIV/0! | #DIV/0! | #DIV/0! | 0 | 0 | 0 | 0
1981-12-08 | Dec | 8 | 23:00 | 28.04 | 310 | 1023.6221 | 61417.3248 | 0 | 0 | 0.041284 | 3.9118e-08 | 0.081371 | 0.013829 | 0.24 | 0.71648 | 0 | 0.70812 | 0.002049 | 0 | #DIV/0! | #DIV/0! | #DIV/0! | #DIV/0! | 0 | 0 | 0 | 0
1981-12-08 | Dec | 8 | 24:00 | 28.04 | 310 | 807.0866 | 48425.1984 | 0 | 0 | 0.041284 | 3.9118e-08 | 0.081371 | 0.013829 | 0.24 | 0.71648 | 0 | 0.70812 | 0.002049 | 0 | #DIV/0! | #DIV/0! | #DIV/0! | #DIV/0! | 0 | 0 | 0 | 0
1981-12-09 | Dec | 9 | 1:00 | 26.96 | 300 | 905.5118 | 54330.7104 | 0 | 0 | 0.041184 | 3.8938e-08 | 0.081554 | 0.013801 | 0.24 | 0.7162 | 0 | 0.70511 | 0.0020536 | 0 | #DIV/0! | #DIV/0! | #DIV/0! | #DIV/0! | 0 | 0 | 0 | 0
1981-12-09 | Dec | 9 | 2:00 | 28.94 | 300 | 905.5118 | 54330.7104 | 0 | 0 | 0.041368 | 3.9268e-08 | 0.081219 | 0.013852 | 0.24 | 0.71671 | 0 | 0.71065 | 0.0020452 | 0 | #DIV/0! | #DIV/0! | #DIV/0! | #DIV/0! | 0 | 0 | 0 | 0
1981-12-09 | Dec | 9 | 3:00 | 26.06 | 310 | 807.0866 | 48425.1984 | 0 | 0 | 0.041101 | 3.8788e-08 | 0.081706 | 0.013778 | 0.24 | 0.71596 | 0 | 0.7026 | 0.0020574 | 0 | #DIV/0! | #DIV/0! | #DIV/0! | #DIV/0! | 0 | 0 | 0 | 0
1981-12-09 | Dec | 9 | 4:00 | 24.08 | 330 | 807.0866 | 48425.1984 | 0 | 0 | 0.040917 | 3.8458e-08 | 0.08204 | 0.013726 | 0.24 | 0.71544 | 0 | 0.69712 | 0.0020658 | 0 | #DIV/0! | #DIV/0! | #DIV/0! | #DIV/0! | 0 | 0 | 0 | 0
1981-12-09 | Dec | 9 | 5:00 | 21.92 | 310 | 708.6614 | 42519.6864 | 0 | 0 | 0.040717 | 3.8098e-08 | 0.082406 | 0.01367 | 0.24 | 0.71486 | 0 | 0.69119 | 0.002075 | 0 | #DIV/0! | #DIV/0! | #DIV/0! | #DIV/0! | 0 | 0 | 0 | 0
1981-12-09 | Dec | 9 | 6:00 | 21.02 | 310 | 708.6614 | 42519.6864 | 0 | 0 | 0.040634 | 3.7948e-08 | 0.082558 | 0.013647 | 0.24 | 0.71462 | 0 | 0.68874 | 0.0020789 | 0 | #DIV/0! | #DIV/0! | #DIV/0! | #DIV/0! | 0 | 0 | 0 | 0
1981-12-09 | Dec | 9 | 7:00 | 21.02 | 320 | 708.6614 | 42519.6864 | 0 | 0 | 0.040634 | 3.7948e-08 | 0.082558 | 0.013647 | 0.24 | 0.71462 | 0 | 0.68874 | 0.0020789 | 0 | #DIV/0! | #DIV/0! | #DIV/0! | #DIV/0! | 0 | 0 | 0 | 0
1981-12-09 | Dec | 9 | 8:00 | 21.92 | 300 | 610.2362 | 36614.1744 | 0 | 0 | 0.040717 | 3.8098e-08 | 0.082406 | 0.01367 | 0.24 | 0.71486 | 0 | 0.69119 | 0.002075 | 0 | #DIV/0! | #DIV/0! | #DIV/0! | #DIV/0! | 0 | 0 | 0 | 0
1981-12-09 | Dec | 9 | 9:00 | 24.98 | 310 | 807.0866 | 48425.1984 | 0 | 0 | 0.041001 | 3.8608e-08 | 0.081888 | 0.013749 | 0.24 | 0.71568 | 0 | 0.6996 | 0.0020619 | 0 | #DIV/0! | #DIV/0! | #DIV/0! | #DIV/0! | 0 | 0 | 0 | 0
1981-12-09 | Dec | 9 | 10:00 | 28.04 | 320 | 1220.4725 | 73228.3488 | 0 | 0 | 0.041284 | 3.9118e-08 | 0.081371 | 0.013829 | 0.24 | 0.71648 | 0 | 0.70812 | 0.002049 | 0 | #DIV/0! | #DIV/0! | #DIV/0! | #DIV/0! | 0 | 0 | 0 | 0
1981-12-09 | Dec | 9 | 11:00 | 28.94 | 350 | 1417.3229 | 85039.3728 | 0 | 0 | 0.041368 | 3.9268e-08 | 0.081219 | 0.013852 | 0.24 | 0.71671 | 0 | 0.71065 | 0.0020452 | 0 | #DIV/0! | #DIV/0! | #DIV/0! | #DIV/0! | 0 | 0 | 0 | 0
1981-12-09 | Dec | 9 | 12:00 | 28.94 | 310 | 1122.0473 | 67322.8368 | 0 | 0 | 0.041368 | 3.9268e-08 | 0.081219 | 0.013852 | 0.24 | 0.71671 | 0 | 0.71065 | 0.0020452 | 0 | #DIV/0! | #DIV/0! | #DIV/0! | #DIV/0! | 0 | 0 | 0 | 0
1981-12-09 | Dec | 9 | 13:00 | 28.94 | 330 | 1515.7481 | 90944.8848 | 0 | 0 | 0.041368 | 3.9268e-08 | 0.081219 | 0.013852 | 0.24 | 0.71671 | 0 | 0.71065 | 0.0020452 | 0 | #DIV/0! | #DIV/0! | #DIV/0! | #DIV/0! | 0 | 0 | 0 | 0
1981-12-09 | Dec | 9 | 14:00 | 28.94 | 320 | 1318.8977 | 79133.8608 | 0 | 0 | 0.041368 | 3.9268e-08 | 0.081219 | 0.013852 | 0.24 | 0.71671 | 0 | 0.71065 | 0.0020452 | 0 | #DIV/0! | #DIV/0! | #DIV/0! | #DIV/0! | 0 | 0 | 0 | 0
1981-12-09 | Dec | 9 | 15:00 | 28.04 | 320 | 1417.3229 | 85039.3728 | 0 | 0 | 0.041284 | 3.9118e-08 | 0.081371 | 0.013829 | 0.24 | 0.71648 | 0 | 0.70812 | 0.002049 | 0 | #DIV/0! | #DIV/0! | #DIV/0! | #DIV/0! | 0 | 0 | 0 | 0
1981-12-09 | Dec | 9 | 16:00 | 28.04 | 320 | 1417.3229 | 85039.3728 | 0 | 0 | 0.041284 | 3.9118e-08 | 0.081371 | 0.013829 | 0.24 | 0.71648 | 0 | 0.70812 | 0.002049 | 0 | #DIV/0! | #DIV/0! | #DIV/0! | #DIV/0! | 0 | 0 | 0 | 0
1981-12-09 | Dec | 9 | 17:00 | 26.96 | 320 | 1220.4725 | 73228.3488 | 0 | 0 | 0.041184 | 3.8938e-08 | 0.081554 | 0.013801 | 0.24 | 0.7162 | 0 | 0.70511 | 0.0020536 | 0 | #DIV/0! | #DIV/0! | #DIV/0! | #DIV/0! | 0 | 0 | 0 | 0
1981-12-09 | Dec | 9 | 18:00 | 24.98 | 320 | 1023.6221 | 61417.3248 | 0 | 0 | 0.041001 | 3.8608e-08 | 0.081888 | 0.013749 | 0.24 | 0.71568 | 0 | 0.6996 | 0.0020619 | 0 | #DIV/0! | #DIV/0! | #DIV/0! | #DIV/0! | 0 | 0 | 0 | 0
1981-12-09 | Dec | 9 | 19:00 | 23 | 320 | 807.0866 | 48425.1984 | 0 | 0 | 0.040817 | 3.8278e-08 | 0.082223 | 0.013698 | 0.24 | 0.71515 | 0 | 0.69415 | 0.0020704 | 0 | #DIV/0! | #DIV/0! | #DIV/0! | #DIV/0! | 0 | 0 | 0 | 0
1981-12-09 | Dec | 9 | 20:00 | 19.94 | 320 | 610.2362 | 36614.1744 | 0 | 0 | 0.040535 | 3.7769e-08 | 0.082741 | 0.013618 | 0.24 | 0.71436 | 0 | 0.6858 | 0.0020836 | 0 | #DIV/0! | #DIV/0! | #DIV/0! | #DIV/0! | 0 | 0 | 0 | 0
1981-12-09 | Dec | 9 | 21:00 | 19.04 | 320 | 1023.6221 | 61417.3248 | 0 | 0 | 0.040473 | 3.7644e-08 | 0.082899 | 0.013595 | 0.24 | 0.71448 | 0 | 0.68331 | 0.0020875 | 0 | #DIV/0! | #DIV/0! | #DIV/0! | #DIV/0! | 0 | 0 | 0 | 0
1981-12-09 | Dec | 9 | 22:00 | 19.04 | 320 | 1023.6221 | 61417.3248 | 0 | 0 | 0.040473 | 3.7644e-08 | 0.082899 | 0.013595 | 0.24 | 0.71448 | 0 | 0.68331 | 0.0020875 | 0 | #DIV/0! | #DIV/0! | #DIV/0! | #DIV/0! | 0 | 0 | 0 | 0
1981-12-09 | Dec | 9 | 23:00 | 21.02 | 310 | 1023.6221 | 61417.3248 | 0 | 0 | 0.040634 | 3.7948e-08 | 0.082558 | 0.013647 | 0.24 | 0.71462 | 0 | 0.68874 | 0.0020789 | 0 | #DIV/0! | #DIV/0! | #DIV/0! | #DIV/0! | 0 | 0 | 0 | 0
1981-12-09 | Dec | 9 | 24:00 | 19.94 | 320 | 1023.6221 | 61417.3248 | 0 | 0 | 0.040535 | 3.7769e-08 | 0.082741 | 0.013618 | 0.24 | 0.71436 | 0 | 0.6858 | 0.0020836 | 0 | #DIV/0! | #DIV/0! | #DIV/0! | #DIV/0! | 0 | 0 | 0 | 0
1981-12-10 | Dec | 10 | 1:00 | 19.04 | 330 | 1023.6221 | 61417.3248 | 0 | 0 | 0.040473 | 3.7644e-08 | 0.082899 | 0.013595 | 0.24 | 0.71448 | 0 | 0.68331 | 0.0020875 | 0 | #DIV/0! | #DIV/0! | #DIV/0! | #DIV/0! | 0 | 0 | 0 | 0
1981-12-10 | Dec | 10 | 2:00 | 19.04 | 330 | 807.0866 | 48425.1984 | 0 | 0 | 0.040473 | 3.7644e-08 | 0.082899 | 0.013595 | 0.24 | 0.71448 | 0 | 0.68331 | 0.0020875 | 0 | #DIV/0! | #DIV/0! | #DIV/0! | #DIV/0! | 0 | 0 | 0 | 0
1981-12-10 | Dec | 10 | 3:00 | 17.96 | 300 | 807.0866 | 48425.1984 | 0 | 0 | 0.040397 | 3.7494e-08 | 0.083089 | 0.013567 | 0.24 | 0.71463 | 0 | 0.68034 | 0.0020922 | 0 | #DIV/0! | #DIV/0! | #DIV/0! | #DIV/0! | 0 | 0 | 0 | 0
1981-12-10 | Dec | 10 | 4:00 | 17.96 | 320 | 807.0866 | 48425.1984 | 0 | 0 | 0.040397 | 3.7494e-08 | 0.083089 | 0.013567 | 0.24 | 0.71463 | 0 | 0.68034 | 0.0020922 | 0 | #DIV/0! | #DIV/0! | #DIV/0! | #DIV/0! | 0 | 0 | 0 | 0
1981-12-10 | Dec | 10 | 5:00 | 17.96 | 300 | 807.0866 | 48425.1984 | 0 | 0 | 0.040397 | 3.7494e-08 | 0.083089 | 0.013567 | 0.24 | 0.71463 | 0 | 0.68034 | 0.0020922 | 0 | #DIV/0! | #DIV/0! | #DIV/0! | #DIV/0! | 0 | 0 | 0 | 0
1981-12-10 | Dec | 10 | 6:00 | 17.06 | 310 | 610.2362 | 36614.1744 | 0 | 0 | 0.040335 | 3.7369e-08 | 0.083247 | 0.013544 | 0.24 | 0.71476 | 0 | 0.67788 | 0.0020962 | 0 | #DIV/0! | #DIV/0! | #DIV/0! | #DIV/0! | 0 | 0 | 0 | 0
1981-12-10 | Dec | 10 | 7:00 | 17.06 | 320 | 708.6614 | 42519.6864 | 0 | 0 | 0.040335 | 3.7369e-08 | 0.083247 | 0.013544 | 0.24 | 0.71476 | 0 | 0.67788 | 0.0020962 | 0 | #DIV/0! | #DIV/0! | #DIV/0! | #DIV/0! | 0 | 0 | 0 | 0
1981-12-10 | Dec | 10 | 8:00 | 17.06 | 310 | 511.811 | 30708.6624 | 0 | 0 | 0.040335 | 3.7369e-08 | 0.083247 | 0.013544 | 0.24 | 0.71476 | 0 | 0.67788 | 0.0020962 | 0 | #DIV/0! | #DIV/0! | #DIV/0! | #DIV/0! | 0 | 0 | 0 | 0
1981-12-10 | Dec | 10 | 9:00 | 19.94 | 320 | 1023.6221 | 61417.3248 | 0 | 0 | 0.040535 | 3.7769e-08 | 0.082741 | 0.013618 | 0.24 | 0.71436 | 0 | 0.6858 | 0.0020836 | 0 | #DIV/0! | #DIV/0! | #DIV/0! | #DIV/0! | 0 | 0 | 0 | 0
1981-12-10 | Dec | 10 | 10:00 | 23 | 340 | 1023.6221 | 61417.3248 | 0 | 0 | 0.040817 | 3.8278e-08 | 0.082223 | 0.013698 | 0.24 | 0.71515 | 0 | 0.69415 | 0.0020704 | 0 | #DIV/0! | #DIV/0! | #DIV/0! | #DIV/0! | 0 | 0 | 0 | 0
1981-12-10 | Dec | 10 | 11:00 | 26.06 | 320 | 905.5118 | 54330.7104 | 0 | 0 | 0.041101 | 3.8788e-08 | 0.081706 | 0.013778 | 0.24 | 0.71596 | 0 | 0.7026 | 0.0020574 | 0 | #DIV/0! | #DIV/0! | #DIV/0! | #DIV/0! | 0 | 0 | 0 | 0
1981-12-10 | Dec | 10 | 12:00 | 28.94 | 340 | 1318.8977 | 79133.8608 | 0 | 0 | 0.041368 | 3.9268e-08 | 0.081219 | 0.013852 | 0.24 | 0.71671 | 0 | 0.71065 | 0.0020452 | 0 | #DIV/0! | #DIV/0! | #DIV/0! | #DIV/0! | 0 | 0 | 0 | 0
1981-12-10 | Dec | 10 | 13:00 | 30.02 | 10 | 1023.6221 | 61417.3248 | 0 | 0 | 0.041466 | 3.9447e-08 | 0.081037 | 0.013881 | 0.24 | 0.71697 | 0 | 0.71369 | 0.0020407 | 0 | #DIV/0! | #DIV/0! | #DIV/0! | #DIV/0! | 0 | 0 | 0 | 0
1981-12-10 | Dec | 10 | 14:00 | 30.92 | 330 | 905.5118 | 54330.7104 | 0 | 0 | 0.041487 | 3.9547e-08 | 0.080891 | 0.013904 | 0.24 | 0.71612 | 0 | 0.71619 | 0.002037 | 0 | #DIV/0! | #DIV/0! | #DIV/0! | #DIV/0! | 0 | 0 | 0 | 0
1981-12-10 | Dec | 10 | 15:00 | 30.92 | 360 | 905.5118 | 54330.7104 | 0 | 0 | 0.041487 | 3.9547e-08 | 0.080891 | 0.013904 | 0.24 | 0.71612 | 0 | 0.71619 | 0.002037 | 0 | #DIV/0! | #DIV/0! | #DIV/0! | #DIV/0! | 0 | 0 | 0 | 0
1981-12-10 | Dec | 10 | 16:00 | 28.94 | 350 | 905.5118 | 54330.7104 | 0 | 0 | 0.041368 | 3.9268e-08 | 0.081219 | 0.013852 | 0.24 | 0.71671 | 0 | 0.71065 | 0.0020452 | 0 | #DIV/0! | #DIV/0! | #DIV/0! | #DIV/0! | 0 | 0 | 0 | 0
1981-12-10 | Dec | 10 | 17:00 | 24.08 | 10 | 610.2362 | 36614.1744 | 0 | 0 | 0.040917 | 3.8458e-08 | 0.08204 | 0.013726 | 0.24 | 0.71544 | 0 | 0.69712 | 0.0020658 | 0 | #DIV/0! | #DIV/0! | #DIV/0! | #DIV/0! | 0 | 0 | 0 | 0
1981-12-10 | Dec | 10 | 18:00 | 21.02 | 10 | 610.2362 | 36614.1744 | 0 | 0 | 0.040634 | 3.7948e-08 | 0.082558 | 0.013647 | 0.24 | 0.71462 | 0 | 0.68874 | 0.0020789 | 0 | #DIV/0! | #DIV/0! | #DIV/0! | #DIV/0! | 0 | 0 | 0 | 0
1981-12-10 | Dec | 10 | 19:00 | 19.94 | 360 | 511.811 | 30708.6624 | 0 | 0 | 0.040535 | 3.7769e-08 | 0.082741 | 0.013618 | 0.24 | 0.71436 | 0 | 0.6858 | 0.0020836 | 0 | #DIV/0! | #DIV/0! | #DIV/0! | #DIV/0! | 0 | 0 | 0 | 0
1981-12-10 | Dec | 10 | 20:00 | 19.04 | 320 | 511.811 | 30708.6624 | 0 | 0 | 0.040473 | 3.7644e-08 | 0.082899 | 0.013595 | 0.24 | 0.71448 | 0 | 0.68331 | 0.0020875 | 0 | #DIV/0! | #DIV/0! | #DIV/0! | #DIV/0! | 0 | 0 | 0 | 0
1981-12-10 | Dec | 10 | 21:00 | 21.92 | 290 | 807.0866 | 48425.1984 | 0 | 0 | 0.040717 | 3.8098e-08 | 0.082406 | 0.01367 | 0.24 | 0.71486 | 0 | 0.69119 | 0.002075 | 0 | #DIV/0! | #DIV/0! | #DIV/0! | #DIV/0! | 0 | 0 | 0 | 0
1981-12-10 | Dec | 10 | 22:00 | 23 | 310 | 905.5118 | 54330.7104 | 0 | 0 | 0.040817 | 3.8278e-08 | 0.082223 | 0.013698 | 0.24 | 0.71515 | 0 | 0.69415 | 0.0020704 | 0 | #DIV/0! | #DIV/0! | #DIV/0! | #DIV/0! | 0 | 0 | 0 | 0
1981-12-10 | Dec | 10 | 23:00 | 23 | 310 | 708.6614 | 42519.6864 | 0 | 0 | 0.040817 | 3.8278e-08 | 0.082223 | 0.013698 | 0.24 | 0.71515 | 0 | 0.69415 | 0.0020704 | 0 | #DIV/0! | #DIV/0! | #DIV/0! | #DIV/0! | 0 | 0 | 0 | 0
1981-12-10 | Dec | 10 | 24:00 | 23 | 280 | 610.2362 | 36614.1744 | 0 | 0 | 0.040817 | 3.8278e-08 | 0.082223 | 0.013698 | 0.24 | 0.71515 | 0 | 0.69415 | 0.0020704 | 0 | #DIV/0! | #DIV/0! | #DIV/0! | #DIV/0! | 0 | 0 | 0 | 0
1981-12-11 | Dec | 11 | 1:00 | 23 | 310 | 708.6614 | 42519.6864 | 0 | 0 | 0.040817 | 3.8278e-08 | 0.082223 | 0.013698 | 0.24 | 0.71515 | 0 | 0.69415 | 0.0020704 | 0 | #DIV/0! | #DIV/0! | #DIV/0! | #DIV/0! | 0 | 0 | 0 | 0
1981-12-11 | Dec | 11 | 2:00 | 21.02 | 310 | 610.2362 | 36614.1744 | 0 | 0 | 0.040634 | 3.7948e-08 | 0.082558 | 0.013647 | 0.24 | 0.71462 | 0 | 0.68874 | 0.0020789 | 0 | #DIV/0! | #DIV/0! | #DIV/0! | #DIV/0! | 0 | 0 | 0 | 0
1981-12-11 | Dec | 11 | 3:00 | 19.04 | 310 | 511.811 | 30708.6624 | 0 | 0 | 0.040473 | 3.7644e-08 | 0.082899 | 0.013595 | 0.24 | 0.71448 | 0 | 0.68331 | 0.0020875 | 0 | #DIV/0! | #DIV/0! | #DIV/0! | #DIV/0! | 0 | 0 | 0 | 0
1981-12-11 | Dec | 11 | 4:00 | 19.04 | 310 | 413.3858 | 24803.1504 | 0 | 0 | 0.040473 | 3.7644e-08 | 0.082899 | 0.013595 | 0.24 | 0.71448 | 0 | 0.68331 | 0.0020875 | 0 | #DIV/0! | #DIV/0! | #DIV/0! | #DIV/0! | 0 | 0 | 0 | 0
1981-12-11 | Dec | 11 | 5:00 | 17.96 | 310 | 413.3858 | 24803.1504 | 0 | 0 | 0.040397 | 3.7494e-08 | 0.083089 | 0.013567 | 0.24 | 0.71463 | 0 | 0.68034 | 0.0020922 | 0 | #DIV/0! | #DIV/0! | #DIV/0! | #DIV/0! | 0 | 0 | 0 | 0
1981-12-11 | Dec | 11 | 6:00 | 17.06 | 310 | 295.2756 | 17716.536 | 0 | 0 | 0.040335 | 3.7369e-08 | 0.083247 | 0.013544 | 0.24 | 0.71476 | 0 | 0.67788 | 0.0020962 | 0 | #DIV/0! | #DIV/0! | #DIV/0! | #DIV/0! | 0 | 0 | 0 | 0
1981-12-11 | Dec | 11 | 7:00 | 19.04 | 300 | 610.2362 | 36614.1744 | 0 | 0 | 0.040473 | 3.7644e-08 | 0.082899 | 0.013595 | 0.24 | 0.71448 | 0 | 0.68331 | 0.0020875 | 0 | #DIV/0! | #DIV/0! | #DIV/0! | #DIV/0! | 0 | 0 | 0 | 0
1981-12-11 | Dec | 11 | 8:00 | 19.04 | 310 | 511.811 | 30708.6624 | 0 | 0 | 0.040473 | 3.7644e-08 | 0.082899 | 0.013595 | 0.24 | 0.71448 | 0 | 0.68331 | 0.0020875 | 0 | #DIV/0! | #DIV/0! | #DIV/0! | #DIV/0! | 0 | 0 | 0 | 0
1981-12-11 | Dec | 11 | 9:00 | 23 | 360 | 905.5118 | 54330.7104 | 0 | 0 | 0.040817 | 3.8278e-08 | 0.082223 | 0.013698 | 0.24 | 0.71515 | 0 | 0.69415 | 0.0020704 | 0 | #DIV/0! | #DIV/0! | #DIV/0! | #DIV/0! | 0 | 0 | 0 | 0
1981-12-11 | Dec | 11 | 10:00 | 24.98 | 360 | 807.0866 | 48425.1984 | 0 | 0 | 0.041001 | 3.8608e-08 | 0.081888 | 0.013749 | 0.24 | 0.71568 | 0 | 0.6996 | 0.0020619 | 0 | #DIV/0! | #DIV/0! | #DIV/0! | #DIV/0! | 0 | 0 | 0 | 0
1981-12-11 | Dec | 11 | 11:00 | 26.96 | 330 | 610.2362 | 36614.1744 | 0 | 0 | 0.041184 | 3.8938e-08 | 0.081554 | 0.013801 | 0.24 | 0.7162 | 0 | 0.70511 | 0.0020536 | 0 | #DIV/0! | #DIV/0! | #DIV/0! | #DIV/0! | 0 | 0 | 0 | 0
1981-12-11 | Dec | 11 | 12:00 | 28.94 | 320 | 511.811 | 30708.6624 | 0 | 0 | 0.041368 | 3.9268e-08 | 0.081219 | 0.013852 | 0.24 | 0.71671 | 0 | 0.71065 | 0.0020452 | 0 | #DIV/0! | #DIV/0! | #DIV/0! | #DIV/0! | 0 | 0 | 0 | 0
1981-12-11 | Dec | 11 | 13:00 | 32 | 30 | 511.811 | 30708.6624 | 0 | 0 | 0.041512 | 3.9667e-08 | 0.080716 | 0.013932 | 0.24 | 0.71511 | 0 | 0.71919 | 0.0020325 | 0 | #DIV/0! | #DIV/0! | #DIV/0! | #DIV/0! | 0 | 0 | 0 | 0
1981-12-11 | Dec | 11 | 14:00 | 32 | 20 | 511.811 | 30708.6624 | 0 | 0 | 0.041512 | 3.9667e-08 | 0.080716 | 0.013932 | 0.24 | 0.71511 | 0 | 0.71919 | 0.0020325 | 0 | #DIV/0! | #DIV/0! | #DIV/0! | #DIV/0! | 0 | 0 | 0 | 0
1981-12-11 | Dec | 11 | 15:00 | 32 | 30 | 610.2362 | 36614.1744 | 0 | 0 | 0.041512 | 3.9667e-08 | 0.080716 | 0.013932 | 0.24 | 0.71511 | 0 | 0.71919 | 0.0020325 | 0 | #DIV/0! | #DIV/0! | #DIV/0! | #DIV/0! | 0 | 0 | 0 | 0
1981-12-11 | Dec | 11 | 16:00 | 30.02 | 20 | 511.811 | 30708.6624 | 0 | 0 | 0.041466 | 3.9447e-08 | 0.081037 | 0.013881 | 0.24 | 0.71697 | 0 | 0.71369 | 0.0020407 | 0 | #DIV/0! | #DIV/0! | #DIV/0! | #DIV/0! | 0 | 0 | 0 | 0
1981-12-11 | Dec | 11 | 17:00 | 26.96 | 40 | 610.2362 | 36614.1744 | 0 | 0 | 0.041184 | 3.8938e-08 | 0.081554 | 0.013801 | 0.24 | 0.7162 | 0 | 0.70511 | 0.0020536 | 0 | #DIV/0! | #DIV/0! | #DIV/0! | #DIV/0! | 0 | 0 | 0 | 0
1981-12-11 | Dec | 11 | 18:00 | 23 | 30 | 413.3858 | 24803.1504 | 0 | 0 | 0.040817 | 3.8278e-08 | 0.082223 | 0.013698 | 0.24 | 0.71515 | 0 | 0.69415 | 0.0020704 | 0 | #DIV/0! | #DIV/0! | #DIV/0! | #DIV/0! | 0 | 0 | 0 | 0
1981-12-11 | Dec | 11 | 19:00 | 19.94 | 0 | 0 | 0 | 0 | 0 | 0.040535 | 3.7769e-08 | 0.082741 | 0.013618 | 0.24 | 0.71436 | 0 | 0.6858 | 0.0020836 | 0 | #DIV/0! | #DIV/0! | #DIV/0! | #DIV/0! | 0 | 0 | 0 | 0
1981-12-11 | Dec | 11 | 20:00 | 19.04 | 0 | 0 | 0 | 0 | 0 | 0.040473 | 3.7644e-08 | 0.082899 | 0.013595 | 0.24 | 0.71448 | 0 | 0.68331 | 0.0020875 | 0 | #DIV/0! | #DIV/0! | #DIV/0! | #DIV/0! | 0 | 0 | 0 | 0
1981-12-11 | Dec | 11 | 21:00 | 19.04 | 0 | 0 | 0 | 0 | 0 | 0.040473 | 3.7644e-08 | 0.082899 | 0.013595 | 0.24 | 0.71448 | 0 | 0.68331 | 0.0020875 | 0 | #DIV/0! | #DIV/0! | #DIV/0! | #DIV/0! | 0 | 0 | 0 | 0
1981-12-11 | Dec | 11 | 22:00 | 19.94 | 0 | 0 | 0 | 0 | 0 | 0.040535 | 3.7769e-08 | 0.082741 | 0.013618 | 0.24 | 0.71436 | 0 | 0.6858 | 0.0020836 | 0 | #DIV/0! | #DIV/0! | #DIV/0! | #DIV/0! | 0 | 0 | 0 | 0
1981-12-11 | Dec | 11 | 23:00 | 19.04 | 0 | 0 | 0 | 0 | 0 | 0.040473 | 3.7644e-08 | 0.082899 | 0.013595 | 0.24 | 0.71448 | 0 | 0.68331 | 0.0020875 | 0 | #DIV/0! | #DIV/0! | #DIV/0! | #DIV/0! | 0 | 0 | 0 | 0
1981-12-11 | Dec | 11 | 24:00 | 17.06 | 240 | 413.3858 | 24803.1504 | 0 | 0 | 0.040335 | 3.7369e-08 | 0.083247 | 0.013544 | 0.24 | 0.71476 | 0 | 0.67788 | 0.0020962 | 0 | #DIV/0! | #DIV/0! | #DIV/0! | #DIV/0! | 0 | 0 | 0 | 0
1981-12-12 | Dec | 12 | 1:00 | 17.06 | 290 | 511.811 | 30708.6624 | 0 | 0 | 0.040335 | 3.7369e-08 | 0.083247 | 0.013544 | 0.24 | 0.71476 | 0 | 0.67788 | 0.0020962 | 0 | #DIV/0! | #DIV/0! | #DIV/0! | #DIV/0! | 0 | 0 | 0 | 0
1981-12-12 | Dec | 12 | 2:00 | 17.96 | 0 | 0 | 0 | 0 | 0 | 0.040397 | 3.7494e-08 | 0.083089 | 0.013567 | 0.24 | 0.71463 | 0 | 0.68034 | 0.0020922 | 0 | #DIV/0! | #DIV/0! | #DIV/0! | #DIV/0! | 0 | 0 | 0 | 0
1981-12-12 | Dec | 12 | 3:00 | 17.96 | 270 | 295.2756 | 17716.536 | 0 | 0 | 0.040397 | 3.7494e-08 | 0.083089 | 0.013567 | 0.24 | 0.71463 | 0 | 0.68034 | 0.0020922 | 0 | #DIV/0! | #DIV/0! | #DIV/0! | #DIV/0! | 0 | 0 | 0 | 0
1981-12-12 | Dec | 12 | 4:00 | 17.06 | 290 | 295.2756 | 17716.536 | 0 | 0 | 0.040335 | 3.7369e-08 | 0.083247 | 0.013544 | 0.24 | 0.71476 | 0 | 0.67788 | 0.0020962 | 0 | #DIV/0! | #DIV/0! | #DIV/0! | #DIV/0! | 0 | 0 | 0 | 0
1981-12-12 | Dec | 12 | 5:00 | 17.96 | 260 | 511.811 | 30708.6624 | 0 | 0 | 0.040397 | 3.7494e-08 | 0.083089 | 0.013567 | 0.24 | 0.71463 | 0 | 0.68034 | 0.0020922 | 0 | #DIV/0! | #DIV/0! | #DIV/0! | #DIV/0! | 0 | 0 | 0 | 0
1981-12-12 | Dec | 12 | 6:00 | 17.06 | 280 | 511.811 | 30708.6624 | 0 | 0 | 0.040335 | 3.7369e-08 | 0.083247 | 0.013544 | 0.24 | 0.71476 | 0 | 0.67788 | 0.0020962 | 0 | #DIV/0! | #DIV/0! | #DIV/0! | #DIV/0! | 0 | 0 | 0 | 0
1981-12-12 | Dec | 12 | 7:00 | 17.96 | 0 | 0 | 0 | 0 | 0 | 0.040397 | 3.7494e-08 | 0.083089 | 0.013567 | 0.24 | 0.71463 | 0 | 0.68034 | 0.0020922 | 0 | #DIV/0! | #DIV/0! | #DIV/0! | #DIV/0! | 0 | 0 | 0 | 0
1981-12-12 | Dec | 12 | 8:00 | 19.04 | 0 | 0 | 0 | 0 | 0 | 0.040473 | 3.7644e-08 | 0.082899 | 0.013595 | 0.24 | 0.71448 | 0 | 0.68331 | 0.0020875 | 0 | #DIV/0! | #DIV/0! | #DIV/0! | #DIV/0! | 0 | 0 | 0 | 0
1981-12-12 | Dec | 12 | 9:00 | 23 | 0 | 0 | 0 | 0 | 0 | 0.040817 | 3.8278e-08 | 0.082223 | 0.013698 | 0.24 | 0.71515 | 0 | 0.69415 | 0.0020704 | 0 | #DIV/0! | #DIV/0! | #DIV/0! | #DIV/0! | 0 | 0 | 0 | 0
1981-12-12 | Dec | 12 | 10:00 | 28.04 | 270 | 413.3858 | 24803.1504 | 0 | 0 | 0.041284 | 3.9118e-08 | 0.081371 | 0.013829 | 0.24 | 0.71648 | 0 | 0.70812 | 0.002049 | 0 | #DIV/0! | #DIV/0! | #DIV/0! | #DIV/0! | 0 | 0 | 0 | 0
1981-12-12 | Dec | 12 | 11:00 | 32 | 270 | 610.2362 | 36614.1744 | 0 | 0 | 0.041512 | 3.9667e-08 | 0.080716 | 0.013932 | 0.24 | 0.71511 | 0 | 0.71919 | 0.0020325 | 0 | #DIV/0! | #DIV/0! | #DIV/0! | #DIV/0! | 0 | 0 | 0 | 0
1981-12-12 | Dec | 12 | 12:00 | 33.98 | 240 | 511.811 | 30708.6624 | 0 | 0 | 0.041558 | 3.9887e-08 | 0.080395 | 0.013983 | 0.24 | 0.71327 | 0 | 0.72473 | 0.0020244 | 0 | #DIV/0! | #DIV/0! | #DIV/0! | #DIV/0! | 0 | 0 | 0 | 0
1981-12-12 | Dec | 12 | 13:00 | 35.06 | 250 | 708.6614 | 42519.6864 | 0 | 0 | 0.041583 | 4.0007e-08 | 0.08022 | 0.014012 | 0.24 | 0.71226 | 0 | 0.72776 | 0.00202 | 0 | #DIV/0! | #DIV/0! | #DIV/0! | #DIV/0! | 0 | 0 | 0 | 0
1981-12-12 | Dec | 12 | 14:00 | 35.96 | 240 | 708.6614 | 42519.6864 | 0 | 0 | 0.041604 | 4.0107e-08 | 0.080074 | 0.014035 | 0.24 | 0.71143 | 0 | 0.73031 | 0.0020163 | 0 | #DIV/0! | #DIV/0! | #DIV/0! | #DIV/0! | 0 | 0 | 0 | 0
1981-12-12 | Dec | 12 | 15:00 | 35.06 | 210 | 610.2362 | 36614.1744 | 0 | 0 | 0.041583 | 4.0007e-08 | 0.08022 | 0.014012 | 0.24 | 0.71226 | 0 | 0.72776 | 0.00202 | 0 | #DIV/0! | #DIV/0! | #DIV/0! | #DIV/0! | 0 | 0 | 0 | 0
1981-12-12 | Dec | 12 | 16:00 | 33.98 | 210 | 511.811 | 30708.6624 | 0 | 0 | 0.041558 | 3.9887e-08 | 0.080395 | 0.013983 | 0.24 | 0.71327 | 0 | 0.72473 | 0.0020244 | 0 | #DIV/0! | #DIV/0! | #DIV/0! | #DIV/0! | 0 | 0 | 0 | 0
1981-12-12 | Dec | 12 | 17:00 | 33.08 | 200 | 295.2756 | 17716.536 | 0 | 0 | 0.041537 | 3.9787e-08 | 0.080541 | 0.01396 | 0.24 | 0.7141 | 0 | 0.7222 | 0.0020281 | 0 | #DIV/0! | #DIV/0! | #DIV/0! | #DIV/0! | 0 | 0 | 0 | 0
1981-12-12 | Dec | 12 | 18:00 | 32 | 0 | 0 | 0 | 0 | 0 | 0.041512 | 3.9667e-08 | 0.080716 | 0.013932 | 0.24 | 0.71511 | 0 | 0.71919 | 0.0020325 | 0 | #DIV/0! | #DIV/0! | #DIV/0! | #DIV/0! | 0 | 0 | 0 | 0
1981-12-12 | Dec | 12 | 19:00 | 30.92 | 180 | 413.3858 | 24803.1504 | 0 | 0 | 0.041487 | 3.9547e-08 | 0.080891 | 0.013904 | 0.24 | 0.71612 | 0 | 0.71619 | 0.002037 | 0 | #DIV/0! | #DIV/0! | #DIV/0! | #DIV/0! | 0 | 0 | 0 | 0
1981-12-12 | Dec | 12 | 20:00 | 30.92 | 0 | 0 | 0 | 0 | 0 | 0.041487 | 3.9547e-08 | 0.080891 | 0.013904 | 0.24 | 0.71612 | 0 | 0.71619 | 0.002037 | 0 | #DIV/0! | #DIV/0! | #DIV/0! | #DIV/0! | 0 | 0 | 0 | 0
1981-12-12 | Dec | 12 | 21:00 | 32 | 210 | 413.3858 | 24803.1504 | 0 | 0 | 0.041512 | 3.9667e-08 | 0.080716 | 0.013932 | 0.24 | 0.71511 | 0 | 0.71919 | 0.0020325 | 0 | #DIV/0! | #DIV/0! | #DIV/0! | #DIV/0! | 0 | 0 | 0 | 0
1981-12-12 | Dec | 12 | 22:00 | 32 | 180 | 511.811 | 30708.6624 | 0 | 0 | 0.041512 | 3.9667e-08 | 0.080716 | 0.013932 | 0.24 | 0.71511 | 0 | 0.71919 | 0.0020325 | 0 | #DIV/0! | #DIV/0! | #DIV/0! | #DIV/0! | 0 | 0 | 0 | 0
1981-12-12 | Dec | 12 | 23:00 | 32 | 190 | 807.0866 | 48425.1984 | 0 | 0 | 0.041512 | 3.9667e-08 | 0.080716 | 0.013932 | 0.24 | 0.71511 | 0 | 0.71919 | 0.0020325 | 0 | #DIV/0! | #DIV/0! | #DIV/0! | #DIV/0! | 0 | 0 | 0 | 0
1981-12-12 | Dec | 12 | 24:00 | 32 | 180 | 708.6614 | 42519.6864 | 0 | 0 | 0.041512 | 3.9667e-08 | 0.080716 | 0.013932 | 0.24 | 0.71511 | 0 | 0.71919 | 0.0020325 | 0 | #DIV/0! | #DIV/0! | #DIV/0! | #DIV/0! | 0 | 0 | 0 | 0
1981-12-13 | Dec | 13 | 1:00 | 32 | 200 | 708.6614 | 42519.6864 | 0 | 0 | 0.041512 | 3.9667e-08 | 0.080716 | 0.013932 | 0.24 | 0.71511 | 0 | 0.71919 | 0.0020325 | 0 | #DIV/0! | #DIV/0! | #DIV/0! | #DIV/0! | 0 | 0 | 0 | 0
1981-12-13 | Dec | 13 | 2:00 | 32 | 180 | 413.3858 | 24803.1504 | 0 | 0 | 0.041512 | 3.9667e-08 | 0.080716 | 0.013932 | 0.24 | 0.71511 | 0 | 0.71919 | 0.0020325 | 0 | #DIV/0! | #DIV/0! | #DIV/0! | #DIV/0! | 0 | 0 | 0 | 0
1981-12-13 | Dec | 13 | 3:00 | 32 | 220 | 511.811 | 30708.6624 | 0 | 0 | 0.041512 | 3.9667e-08 | 0.080716 | 0.013932 | 0.24 | 0.71511 | 0 | 0.71919 | 0.0020325 | 0 | #DIV/0! | #DIV/0! | #DIV/0! | #DIV/0! | 0 | 0 | 0 | 0
1981-12-13 | Dec | 13 | 4:00 | 30.92 | 200 | 295.2756 | 17716.536 | 0 | 0 | 0.041487 | 3.9547e-08 | 0.080891 | 0.013904 | 0.24 | 0.71612 | 0 | 0.71619 | 0.002037 | 0 | #DIV/0! | #DIV/0! | #DIV/0! | #DIV/0! | 0 | 0 | 0 | 0
1981-12-13 | Dec | 13 | 5:00 | 30.02 | 190 | 511.811 | 30708.6624 | 0 | 0 | 0.041466 | 3.9447e-08 | 0.081037 | 0.013881 | 0.24 | 0.71697 | 0 | 0.71369 | 0.0020407 | 0 | #DIV/0! | #DIV/0! | #DIV/0! | #DIV/0! | 0 | 0 | 0 | 0
1981-12-13 | Dec | 13 | 6:00 | 30.02 | 200 | 511.811 | 30708.6624 | 0 | 0 | 0.041466 | 3.9447e-08 | 0.081037 | 0.013881 | 0.24 | 0.71697 | 0 | 0.71369 | 0.0020407 | 0 | #DIV/0! | #DIV/0! | #DIV/0! | #DIV/0! | 0 | 0 | 0 | 0
1981-12-13 | Dec | 13 | 7:00 | 30.92 | 200 | 610.2362 | 36614.1744 | 0 | 0 | 0.041487 | 3.9547e-08 | 0.080891 | 0.013904 | 0.24 | 0.71612 | 0 | 0.71619 | 0.002037 | 0 | #DIV/0! | #DIV/0! | #DIV/0! | #DIV/0! | 0 | 0 | 0 | 0
1981-12-13 | Dec | 13 | 8:00 | 30.92 | 180 | 511.811 | 30708.6624 | 0 | 0 | 0.041487 | 3.9547e-08 | 0.080891 | 0.013904 | 0.24 | 0.71612 | 0 | 0.71619 | 0.002037 | 0 | #DIV/0! | #DIV/0! | #DIV/0! | #DIV/0! | 0 | 0 | 0 | 0
1981-12-13 | Dec | 13 | 9:00 | 32 | 190 | 413.3858 | 24803.1504 | 0 | 0 | 0.041512 | 3.9667e-08 | 0.080716 | 0.013932 | 0.24 | 0.71511 | 0 | 0.71919 | 0.0020325 | 0 | #DIV/0! | #DIV/0! | #DIV/0! | #DIV/0! | 0 | 0 | 0 | 0
1981-12-13 | Dec | 13 | 10:00 | 32 | 190 | 413.3858 | 24803.1504 | 0 | 0 | 0.041512 | 3.9667e-08 | 0.080716 | 0.013932 | 0.24 | 0.71511 | 0 | 0.71919 | 0.0020325 | 0 | #DIV/0! | #DIV/0! | #DIV/0! | #DIV/0! | 0 | 0 | 0 | 0
1981-12-13 | Dec | 13 | 11:00 | 33.98 | 220 | 413.3858 | 24803.1504 | 0 | 0 | 0.041558 | 3.9887e-08 | 0.080395 | 0.013983 | 0.24 | 0.71327 | 0 | 0.72473 | 0.0020244 | 0 | #DIV/0! | #DIV/0! | #DIV/0! | #DIV/0! | 0 | 0 | 0 | 0
1981-12-13 | Dec | 13 | 12:00 | 35.06 | 220 | 610.2362 | 36614.1744 | 0 | 0 | 0.041583 | 4.0007e-08 | 0.08022 | 0.014012 | 0.24 | 0.71226 | 0 | 0.72776 | 0.00202 | 0 | #DIV/0! | #DIV/0! | #DIV/0! | #DIV/0! | 0 | 0 | 0 | 0
1981-12-13 | Dec | 13 | 13:00 | 35.96 | 230 | 413.3858 | 24803.1504 | 0 | 0 | 0.041604 | 4.0107e-08 | 0.080074 | 0.014035 | 0.24 | 0.71143 | 0 | 0.73031 | 0.0020163 | 0 | #DIV/0! | #DIV/0! | #DIV/0! | #DIV/0! | 0 | 0 | 0 | 0
1981-12-13 | Dec | 13 | 14:00 | 35.96 | 230 | 295.2756 | 17716.536 | 0 | 0 | 0.041604 | 4.0107e-08 | 0.080074 | 0.014035 | 0.24 | 0.71143 | 0 | 0.73031 | 0.0020163 | 0 | #DIV/0! | #DIV/0! | #DIV/0! | #DIV/0! | 0 | 0 | 0 | 0
1981-12-13 | Dec | 13 | 15:00 | 35.96 | 180 | 295.2756 | 17716.536 | 0 | 0 | 0.041604 | 4.0107e-08 | 0.080074 | 0.014035 | 0.24 | 0.71143 | 0 | 0.73031 | 0.0020163 | 0 | #DIV/0! | #DIV/0! | #DIV/0! | #DIV/0! | 0 | 0 | 0 | 0
1981-12-13 | Dec | 13 | 16:00 | 35.06 | 0 | 0 | 0 | 0 | 0 | 0.041583 | 4.0007e-08 | 0.08022 | 0.014012 | 0.24 | 0.71226 | 0 | 0.72776 | 0.00202 | 0 | #DIV/0! | #DIV/0! | #DIV/0! | #DIV/0! | 0 | 0 | 0 | 0
1981-12-13 | Dec | 13 | 17:00 | 32 | 0 | 0 | 0 | 0 | 0 | 0.041512 | 3.9667e-08 | 0.080716 | 0.013932 | 0.24 | 0.71511 | 0 | 0.71919 | 0.0020325 | 0 | #DIV/0! | #DIV/0! | #DIV/0! | #DIV/0! | 0 | 0 | 0 | 0
1981-12-13 | Dec | 13 | 18:00 | 30.92 | 0 | 0 | 0 | 0 | 0 | 0.041487 | 3.9547e-08 | 0.080891 | 0.013904 | 0.24 | 0.71612 | 0 | 0.71619 | 0.002037 | 0 | #DIV/0! | #DIV/0! | #DIV/0! | #DIV/0! | 0 | 0 | 0 | 0
1981-12-13 | Dec | 13 | 19:00 | 30.92 | 0 | 0 | 0 | 0 | 0 | 0.041487 | 3.9547e-08 | 0.080891 | 0.013904 | 0.24 | 0.71612 | 0 | 0.71619 | 0.002037 | 0 | #DIV/0! | #DIV/0! | #DIV/0! | #DIV/0! | 0 | 0 | 0 | 0
1981-12-13 | Dec | 13 | 20:00 | 30.92 | 180 | 295.2756 | 17716.536 | 0 | 0 | 0.041487 | 3.9547e-08 | 0.080891 | 0.013904 | 0.24 | 0.71612 | 0 | 0.71619 | 0.002037 | 0 | #DIV/0! | #DIV/0! | #DIV/0! | #DIV/0! | 0 | 0 | 0 | 0
1981-12-13 | Dec | 13 | 21:00 | 32 | 180 | 413.3858 | 24803.1504 | 0 | 0 | 0.041512 | 3.9667e-08 | 0.080716 | 0.013932 | 0.24 | 0.71511 | 0 | 0.71919 | 0.0020325 | 0 | #DIV/0! | #DIV/0! | #DIV/0! | #DIV/0! | 0 | 0 | 0 | 0
1981-12-13 | Dec | 13 | 22:00 | 32 | 190 | 295.2756 | 17716.536 | 0 | 0 | 0.041512 | 3.9667e-08 | 0.080716 | 0.013932 | 0.24 | 0.71511 | 0 | 0.71919 | 0.0020325 | 0 | #DIV/0! | #DIV/0! | #DIV/0! | #DIV/0! | 0 | 0 | 0 | 0
1981-12-13 | Dec | 13 | 23:00 | 30.02 | 170 | 295.2756 | 17716.536 | 0 | 0 | 0.041466 | 3.9447e-08 | 0.081037 | 0.013881 | 0.24 | 0.71697 | 0 | 0.71369 | 0.0020407 | 0 | #DIV/0! | #DIV/0! | #DIV/0! | #DIV/0! | 0 | 0 | 0 | 0
1981-12-13 | Dec | 13 | 24:00 | 28.94 | 0 | 0 | 0 | 0 | 0 | 0.041368 | 3.9268e-08 | 0.081219 | 0.013852 | 0.24 | 0.71671 | 0 | 0.71065 | 0.0020452 | 0 | #DIV/0! | #DIV/0! | #DIV/0! | #DIV/0! | 0 | 0 | 0 | 0
1981-12-14 | Dec | 14 | 1:00 | 30.02 | 200 | 295.2756 | 17716.536 | 0 | 0 | 0.041466 | 3.9447e-08 | 0.081037 | 0.013881 | 0.24 | 0.71697 | 0 | 0.71369 | 0.0020407 | 0 | #DIV/0! | #DIV/0! | #DIV/0! | #DIV/0! | 0 | 0 | 0 | 0
1981-12-14 | Dec | 14 | 2:00 | 30.02 | 170 | 295.2756 | 17716.536 | 0 | 0 | 0.041466 | 3.9447e-08 | 0.081037 | 0.013881 | 0.24 | 0.71697 | 0 | 0.71369 | 0.0020407 | 0 | #DIV/0! | #DIV/0! | #DIV/0! | #DIV/0! | 0 | 0 | 0 | 0
1981-12-14 | Dec | 14 | 3:00 | 30.02 | 0 | 0 | 0 | 0 | 0 | 0.041466 | 3.9447e-08 | 0.081037 | 0.013881 | 0.24 | 0.71697 | 0 | 0.71369 | 0.0020407 | 0 | #DIV/0! | #DIV/0! | #DIV/0! | #DIV/0! | 0 | 0 | 0 | 0
1981-12-14 | Dec | 14 | 4:00 | 28.94 | 0 | 0 | 0 | 0 | 0 | 0.041368 | 3.9268e-08 | 0.081219 | 0.013852 | 0.24 | 0.71671 | 0 | 0.71065 | 0.0020452 | 0 | #DIV/0! | #DIV/0! | #DIV/0! | #DIV/0! | 0 | 0 | 0 | 0
1981-12-14 | Dec | 14 | 5:00 | 28.94 | 0 | 0 | 0 | 0 | 0 | 0.041368 | 3.9268e-08 | 0.081219 | 0.013852 | 0.24 | 0.71671 | 0 | 0.71065 | 0.0020452 | 0 | #DIV/0! | #DIV/0! | #DIV/0! | #DIV/0! | 0 | 0 | 0 | 0
1981-12-14 | Dec | 14 | 6:00 | 28.94 | 270 | 413.3858 | 24803.1504 | 0 | 0 | 0.041368 | 3.9268e-08 | 0.081219 | 0.013852 | 0.24 | 0.71671 | 0 | 0.71065 | 0.0020452 | 0 | #DIV/0! | #DIV/0! | #DIV/0! | #DIV/0! | 0 | 0 | 0 | 0
1981-12-14 | Dec | 14 | 7:00 | 30.02 | 270 | 413.3858 | 24803.1504 | 0 | 0 | 0.041466 | 3.9447e-08 | 0.081037 | 0.013881 | 0.24 | 0.71697 | 0 | 0.71369 | 0.0020407 | 0 | #DIV/0! | #DIV/0! | #DIV/0! | #DIV/0! | 0 | 0 | 0 | 0
1981-12-14 | Dec | 14 | 8:00 | 30.02 | 270 | 413.3858 | 24803.1504 | 0 | 0 | 0.041466 | 3.9447e-08 | 0.081037 | 0.013881 | 0.24 | 0.71697 | 0 | 0.71369 | 0.0020407 | 0 | #DIV/0! | #DIV/0! | #DIV/0! | #DIV/0! | 0 | 0 | 0 | 0
1981-12-14 | Dec | 14 | 9:00 | 30.02 | 270 | 295.2756 | 17716.536 | 0 | 0 | 0.041466 | 3.9447e-08 | 0.081037 | 0.013881 | 0.24 | 0.71697 | 0 | 0.71369 | 0.0020407 | 0 | #DIV/0! | #DIV/0! | #DIV/0! | #DIV/0! | 0 | 0 | 0 | 0
1981-12-14 | Dec | 14 | 10:00 | 32 | 250 | 511.811 | 30708.6624 | 0 | 0 | 0.041512 | 3.9667e-08 | 0.080716 | 0.013932 | 0.24 | 0.71511 | 0 | 0.71919 | 0.0020325 | 0 | #DIV/0! | #DIV/0! | #DIV/0! | #DIV/0! | 0 | 0 | 0 | 0
1981-12-14 | Dec | 14 | 11:00 | 32 | 260 | 610.2362 | 36614.1744 | 0 | 0 | 0.041512 | 3.9667e-08 | 0.080716 | 0.013932 | 0.24 | 0.71511 | 0 | 0.71919 | 0.0020325 | 0 | #DIV/0! | #DIV/0! | #DIV/0! | #DIV/0! | 0 | 0 | 0 | 0
1981-12-14 | Dec | 14 | 12:00 | 32 | 260 | 610.2362 | 36614.1744 | 0 | 0 | 0.041512 | 3.9667e-08 | 0.080716 | 0.013932 | 0.24 | 0.71511 | 0 | 0.71919 | 0.0020325 | 0 | #DIV/0! | #DIV/0! | #DIV/0! | #DIV/0! | 0 | 0 | 0 | 0
1981-12-14 | Dec | 14 | 13:00 | 33.08 | 260 | 807.0866 | 48425.1984 | 0 | 0 | 0.041537 | 3.9787e-08 | 0.080541 | 0.01396 | 0.24 | 0.7141 | 0 | 0.7222 | 0.0020281 | 0 | #DIV/0! | #DIV/0! | #DIV/0! | #DIV/0! | 0 | 0 | 0 | 0
1981-12-14 | Dec | 14 | 14:00 | 33.08 | 290 | 708.6614 | 42519.6864 | 0 | 0 | 0.041537 | 3.9787e-08 | 0.080541 | 0.01396 | 0.24 | 0.7141 | 0 | 0.7222 | 0.0020281 | 0 | #DIV/0! | #DIV/0! | #DIV/0! | #DIV/0! | 0 | 0 | 0 | 0
1981-12-14 | Dec | 14 | 15:00 | 33.08 | 280 | 708.6614 | 42519.6864 | 0 | 0 | 0.041537 | 3.9787e-08 | 0.080541 | 0.01396 | 0.24 | 0.7141 | 0 | 0.7222 | 0.0020281 | 0 | #DIV/0! | #DIV/0! | #DIV/0! | #DIV/0! | 0 | 0 | 0 | 0
1981-12-14 | Dec | 14 | 16:00 | 32 | 290 | 708.6614 | 42519.6864 | 0 | 0 | 0.041512 | 3.9667e-08 | 0.080716 | 0.013932 | 0.24 | 0.71511 | 0 | 0.71919 | 0.0020325 | 0 | #DIV/0! | #DIV/0! | #DIV/0! | #DIV/0! | 0 | 0 | 0 | 0
1981-12-14 | Dec | 14 | 17:00 | 30.92 | 270 | 610.2362 | 36614.1744 | 0 | 0 | 0.041487 | 3.9547e-08 | 0.080891 | 0.013904 | 0.24 | 0.71612 | 0 | 0.71619 | 0.002037 | 0 | #DIV/0! | #DIV/0! | #DIV/0! | #DIV/0! | 0 | 0 | 0 | 0
1981-12-14 | Dec | 14 | 18:00 | 26.06 | 260 | 511.811 | 30708.6624 | 0 | 0 | 0.041101 | 3.8788e-08 | 0.081706 | 0.013778 | 0.24 | 0.71596 | 0 | 0.7026 | 0.0020574 | 0 | #DIV/0! | #DIV/0! | #DIV/0! | #DIV/0! | 0 | 0 | 0 | 0
1981-12-14 | Dec | 14 | 19:00 | 24.98 | 0 | 0 | 0 | 0 | 0 | 0.041001 | 3.8608e-08 | 0.081888 | 0.013749 | 0.24 | 0.71568 | 0 | 0.6996 | 0.0020619 | 0 | #DIV/0! | #DIV/0! | #DIV/0! | #DIV/0! | 0 | 0 | 0 | 0
1981-12-14 | Dec | 14 | 20:00 | 19.94 | 270 | 511.811 | 30708.6624 | 0 | 0 | 0.040535 | 3.7769e-08 | 0.082741 | 0.013618 | 0.24 | 0.71436 | 0 | 0.6858 | 0.0020836 | 0 | #DIV/0! | #DIV/0! | #DIV/0! | #DIV/0! | 0 | 0 | 0 | 0
1981-12-14 | Dec | 14 | 21:00 | 17.06 | 270 | 610.2362 | 36614.1744 | 0 | 0 | 0.040335 | 3.7369e-08 | 0.083247 | 0.013544 | 0.24 | 0.71476 | 0 | 0.67788 | 0.0020962 | 0 | #DIV/0! | #DIV/0! | #DIV/0! | #DIV/0! | 0 | 0 | 0 | 0
1981-12-14 | Dec | 14 | 22:00 | 15.98 | 280 | 610.2362 | 36614.1744 | 0 | 0 | 0.04026 | 3.7219e-08 | 0.083438 | 0.013515 | 0.24 | 0.71491 | 0 | 0.67493 | 0.0021009 | 0 | #DIV/0! | #DIV/0! | #DIV/0! | #DIV/0! | 0 | 0 | 0 | 0
1981-12-14 | Dec | 14 | 23:00 | 17.06 | 300 | 708.6614 | 42519.6864 | 0 | 0 | 0.040335 | 3.7369e-08 | 0.083247 | 0.013544 | 0.24 | 0.71476 | 0 | 0.67788 | 0.0020962 | 0 | #DIV/0! | #DIV/0! | #DIV/0! | #DIV/0! | 0 | 0 | 0 | 0
1981-12-14 | Dec | 14 | 24:00 | 17.06 | 320 | 1023.6221 | 61417.3248 | 0 | 0 | 0.040335 | 3.7369e-08 | 0.083247 | 0.013544 | 0.24 | 0.71476 | 0 | 0.67788 | 0.0020962 | 0 | #DIV/0! | #DIV/0! | #DIV/0! | #DIV/0! | 0 | 0 | 0 | 0
1981-12-15 | Dec | 15 | 1:00 | 15.08 | 310 | 413.3858 | 24803.1504 | 0 | 0 | 0.040197 | 3.7094e-08 | 0.083596 | 0.013492 | 0.24 | 0.71504 | 0 | 0.67248 | 0.0021049 | 0 | #DIV/0! | #DIV/0! | #DIV/0! | #DIV/0! | 0 | 0 | 0 | 0
1981-12-15 | Dec | 15 | 2:00 | 15.08 | 310 | 807.0866 | 48425.1984 | 0 | 0 | 0.040197 | 3.7094e-08 | 0.083596 | 0.013492 | 0.24 | 0.71504 | 0 | 0.67248 | 0.0021049 | 0 | #DIV/0! | #DIV/0! | #DIV/0! | #DIV/0! | 0 | 0 | 0 | 0
1981-12-15 | Dec | 15 | 3:00 | 15.08 | 330 | 708.6614 | 42519.6864 | 0 | 0 | 0.040197 | 3.7094e-08 | 0.083596 | 0.013492 | 0.24 | 0.71504 | 0 | 0.67248 | 0.0021049 | 0 | #DIV/0! | #DIV/0! | #DIV/0! | #DIV/0! | 0 | 0 | 0 | 0
1981-12-15 | Dec | 15 | 4:00 | 12.92 | 310 | 610.2362 | 36614.1744 | 0 | 0 | 0.040047 | 3.6794e-08 | 0.083976 | 0.013436 | 0.24 | 0.71535 | 0 | 0.66665 | 0.0021145 | 0 | #DIV/0! | #DIV/0! | #DIV/0! | #DIV/0! | 0 | 0 | 0 | 0
1981-12-15 | Dec | 15 | 5:00 | 12.92 | 320 | 708.6614 | 42519.6864 | 0 | 0 | 0.040047 | 3.6794e-08 | 0.083976 | 0.013436 | 0.24 | 0.71535 | 0 | 0.66665 | 0.0021145 | 0 | #DIV/0! | #DIV/0! | #DIV/0! | #DIV/0! | 0 | 0 | 0 | 0
1981-12-15 | Dec | 15 | 6:00 | 14 | 310 | 708.6614 | 42519.6864 | 0 | 0 | 0.040122 | 3.6944e-08 | 0.083786 | 0.013464 | 0.24 | 0.71519 | 0 | 0.66956 | 0.0021097 | 0 | #DIV/0! | #DIV/0! | #DIV/0! | #DIV/0! | 0 | 0 | 0 | 0
1981-12-15 | Dec | 15 | 7:00 | 14 | 300 | 610.2362 | 36614.1744 | 0 | 0 | 0.040122 | 3.6944e-08 | 0.083786 | 0.013464 | 0.24 | 0.71519 | 0 | 0.66956 | 0.0021097 | 0 | #DIV/0! | #DIV/0! | #DIV/0! | #DIV/0! | 0 | 0 | 0 | 0
1981-12-15 | Dec | 15 | 8:00 | 14 | 310 | 807.0866 | 48425.1984 | 0 | 0 | 0.040122 | 3.6944e-08 | 0.083786 | 0.013464 | 0.24 | 0.71519 | 0 | 0.66956 | 0.0021097 | 0 | #DIV/0! | #DIV/0! | #DIV/0! | #DIV/0! | 0 | 0 | 0 | 0
1981-12-15 | Dec | 15 | 9:00 | 14 | 310 | 1023.6221 | 61417.3248 | 0 | 0 | 0.040122 | 3.6944e-08 | 0.083786 | 0.013464 | 0.24 | 0.71519 | 0 | 0.66956 | 0.0021097 | 0 | #DIV/0! | #DIV/0! | #DIV/0! | #DIV/0! | 0 | 0 | 0 | 0
1981-12-15 | Dec | 15 | 10:00 | 15.98 | 300 | 708.6614 | 42519.6864 | 0 | 0 | 0.04026 | 3.7219e-08 | 0.083438 | 0.013515 | 0.24 | 0.71491 | 0 | 0.67493 | 0.0021009 | 0 | #DIV/0! | #DIV/0! | #DIV/0! | #DIV/0! | 0 | 0 | 0 | 0
1981-12-15 | Dec | 15 | 11:00 | 17.96 | 300 | 807.0866 | 48425.1984 | 0 | 0 | 0.040397 | 3.7494e-08 | 0.083089 | 0.013567 | 0.24 | 0.71463 | 0 | 0.68034 | 0.0020922 | 0 | #DIV/0! | #DIV/0! | #DIV/0! | #DIV/0! | 0 | 0 | 0 | 0
1981-12-15 | Dec | 15 | 12:00 | 19.04 | 310 | 610.2362 | 36614.1744 | 0 | 0 | 0.040473 | 3.7644e-08 | 0.082899 | 0.013595 | 0.24 | 0.71448 | 0 | 0.68331 | 0.0020875 | 0 | #DIV/0! | #DIV/0! | #DIV/0! | #DIV/0! | 0 | 0 | 0 | 0
1981-12-15 | Dec | 15 | 13:00 | 19.94 | 310 | 610.2362 | 36614.1744 | 0 | 0 | 0.040535 | 3.7769e-08 | 0.082741 | 0.013618 | 0.24 | 0.71436 | 0 | 0.6858 | 0.0020836 | 0 | #DIV/0! | #DIV/0! | #DIV/0! | #DIV/0! | 0 | 0 | 0 | 0
1981-12-15 | Dec | 15 | 14:00 | 21.02 | 340 | 610.2362 | 36614.1744 | 0 | 0 | 0.040634 | 3.7948e-08 | 0.082558 | 0.013647 | 0.24 | 0.71462 | 0 | 0.68874 | 0.0020789 | 0 | #DIV/0! | #DIV/0! | #DIV/0! | #DIV/0! | 0 | 0 | 0 | 0
1981-12-15 | Dec | 15 | 15:00 | 21.92 | 290 | 610.2362 | 36614.1744 | 0 | 0 | 0.040717 | 3.8098e-08 | 0.082406 | 0.01367 | 0.24 | 0.71486 | 0 | 0.69119 | 0.002075 | 0 | #DIV/0! | #DIV/0! | #DIV/0! | #DIV/0! | 0 | 0 | 0 | 0
1981-12-15 | Dec | 15 | 16:00 | 21.02 | 310 | 413.3858 | 24803.1504 | 0 | 0 | 0.040634 | 3.7948e-08 | 0.082558 | 0.013647 | 0.24 | 0.71462 | 0 | 0.68874 | 0.0020789 | 0 | #DIV/0! | #DIV/0! | #DIV/0! | #DIV/0! | 0 | 0 | 0 | 0
1981-12-15 | Dec | 15 | 17:00 | 17.96 | 290 | 413.3858 | 24803.1504 | 0 | 0 | 0.040397 | 3.7494e-08 | 0.083089 | 0.013567 | 0.24 | 0.71463 | 0 | 0.68034 | 0.0020922 | 0 | #DIV/0! | #DIV/0! | #DIV/0! | #DIV/0! | 0 | 0 | 0 | 0
1981-12-15 | Dec | 15 | 18:00 | 17.06 | 290 | 511.811 | 30708.6624 | 0 | 0 | 0.040335 | 3.7369e-08 | 0.083247 | 0.013544 | 0.24 | 0.71476 | 0 | 0.67788 | 0.0020962 | 0 | #DIV/0! | #DIV/0! | #DIV/0! | #DIV/0! | 0 | 0 | 0 | 0
1981-12-15 | Dec | 15 | 19:00 | 17.96 | 300 | 807.0866 | 48425.1984 | 0 | 0 | 0.040397 | 3.7494e-08 | 0.083089 | 0.013567 | 0.24 | 0.71463 | 0 | 0.68034 | 0.0020922 | 0 | #DIV/0! | #DIV/0! | #DIV/0! | #DIV/0! | 0 | 0 | 0 | 0
1981-12-15 | Dec | 15 | 20:00 | 17.96 | 300 | 610.2362 | 36614.1744 | 0 | 0 | 0.040397 | 3.7494e-08 | 0.083089 | 0.013567 | 0.24 | 0.71463 | 0 | 0.68034 | 0.0020922 | 0 | #DIV/0! | #DIV/0! | #DIV/0! | #DIV/0! | 0 | 0 | 0 | 0
1981-12-15 | Dec | 15 | 21:00 | 17.96 | 310 | 708.6614 | 42519.6864 | 0 | 0 | 0.040397 | 3.7494e-08 | 0.083089 | 0.013567 | 0.24 | 0.71463 | 0 | 0.68034 | 0.0020922 | 0 | #DIV/0! | #DIV/0! | #DIV/0! | #DIV/0! | 0 | 0 | 0 | 0
1981-12-15 | Dec | 15 | 22:00 | 17.96 | 310 | 610.2362 | 36614.1744 | 0 | 0 | 0.040397 | 3.7494e-08 | 0.083089 | 0.013567 | 0.24 | 0.71463 | 0 | 0.68034 | 0.0020922 | 0 | #DIV/0! | #DIV/0! | #DIV/0! | #DIV/0! | 0 | 0 | 0 | 0
1981-12-15 | Dec | 15 | 23:00 | 17.96 | 300 | 610.2362 | 36614.1744 | 0 | 0 | 0.040397 | 3.7494e-08 | 0.083089 | 0.013567 | 0.24 | 0.71463 | 0 | 0.68034 | 0.0020922 | 0 | #DIV/0! | #DIV/0! | #DIV/0! | #DIV/0! | 0 | 0 | 0 | 0
1981-12-15 | Dec | 15 | 24:00 | 17.96 | 280 | 610.2362 | 36614.1744 | 0 | 0 | 0.040397 | 3.7494e-08 | 0.083089 | 0.013567 | 0.24 | 0.71463 | 0 | 0.68034 | 0.0020922 | 0 | #DIV/0! | #DIV/0! | #DIV/0! | #DIV/0! | 0 | 0 | 0 | 0
1981-12-16 | Dec | 16 | 1:00 | 17.96 | 280 | 708.6614 | 42519.6864 | 0 | 0 | 0.040397 | 3.7494e-08 | 0.083089 | 0.013567 | 0.24 | 0.71463 | 0 | 0.68034 | 0.0020922 | 0 | #DIV/0! | #DIV/0! | #DIV/0! | #DIV/0! | 0 | 0 | 0 | 0
1981-12-16 | Dec | 16 | 2:00 | 17.06 | 290 | 610.2362 | 36614.1744 | 0 | 0 | 0.040335 | 3.7369e-08 | 0.083247 | 0.013544 | 0.24 | 0.71476 | 0 | 0.67788 | 0.0020962 | 0 | #DIV/0! | #DIV/0! | #DIV/0! | #DIV/0! | 0 | 0 | 0 | 0
1981-12-16 | Dec | 16 | 3:00 | 14 | 290 | 610.2362 | 36614.1744 | 0 | 0 | 0.040122 | 3.6944e-08 | 0.083786 | 0.013464 | 0.24 | 0.71519 | 0 | 0.66956 | 0.0021097 | 0 | #DIV/0! | #DIV/0! | #DIV/0! | #DIV/0! | 0 | 0 | 0 | 0
1981-12-16 | Dec | 16 | 4:00 | 12.02 | 300 | 511.811 | 30708.6624 | 0 | 0 | 0.039985 | 3.6669e-08 | 0.084134 | 0.013413 | 0.24 | 0.71547 | 0 | 0.66424 | 0.0021186 | 0 | #DIV/0! | #DIV/0! | #DIV/0! | #DIV/0! | 0 | 0 | 0 | 0
1981-12-16 | Dec | 16 | 5:00 | 10.94 | 280 | 708.6614 | 42519.6864 | 0 | 0 | 0.03991 | 3.6519e-08 | 0.084325 | 0.013384 | 0.24 | 0.71563 | 0 | 0.66136 | 0.0021234 | 0 | #DIV/0! | #DIV/0! | #DIV/0! | #DIV/0! | 0 | 0 | 0 | 0
1981-12-16 | Dec | 16 | 6:00 | 10.04 | 280 | 413.3858 | 24803.1504 | 0 | 0 | 0.039847 | 3.6394e-08 | 0.084483 | 0.013361 | 0.24 | 0.71576 | 0 | 0.65896 | 0.0021275 | 0 | #DIV/0! | #DIV/0! | #DIV/0! | #DIV/0! | 0 | 0 | 0 | 0
1981-12-16 | Dec | 16 | 7:00 | 8.96 | 280 | 610.2362 | 36614.1744 | 0 | 0 | 0.039772 | 3.6244e-08 | 0.084681 | 0.013333 | 0.24 | 0.71592 | 0 | 0.65604 | 0.0021324 | 0 | #DIV/0! | #DIV/0! | #DIV/0! | #DIV/0! | 0 | 0 | 0 | 0
1981-12-16 | Dec | 16 | 8:00 | 8.96 | 280 | 708.6614 | 42519.6864 | 0 | 0 | 0.039772 | 3.6244e-08 | 0.084681 | 0.013333 | 0.24 | 0.71592 | 0 | 0.65604 | 0.0021324 | 0 | #DIV/0! | #DIV/0! | #DIV/0! | #DIV/0! | 0 | 0 | 0 | 0
1981-12-16 | Dec | 16 | 9:00 | 12.02 | 260 | 807.0866 | 48425.1984 | 0 | 0 | 0.039985 | 3.6669e-08 | 0.084134 | 0.013413 | 0.24 | 0.71547 | 0 | 0.66424 | 0.0021186 | 0 | #DIV/0! | #DIV/0! | #DIV/0! | #DIV/0! | 0 | 0 | 0 | 0
1981-12-16 | Dec | 16 | 10:00 | 15.98 | 270 | 708.6614 | 42519.6864 | 0 | 0 | 0.04026 | 3.7219e-08 | 0.083438 | 0.013515 | 0.24 | 0.71491 | 0 | 0.67493 | 0.0021009 | 0 | #DIV/0! | #DIV/0! | #DIV/0! | #DIV/0! | 0 | 0 | 0 | 0
1981-12-16 | Dec | 16 | 11:00 | 17.96 | 290 | 610.2362 | 36614.1744 | 0 | 0 | 0.040397 | 3.7494e-08 | 0.083089 | 0.013567 | 0.24 | 0.71463 | 0 | 0.68034 | 0.0020922 | 0 | #DIV/0! | #DIV/0! | #DIV/0! | #DIV/0! | 0 | 0 | 0 | 0
1981-12-16 | Dec | 16 | 12:00 | 19.04 | 290 | 905.5118 | 54330.7104 | 0 | 0 | 0.040473 | 3.7644e-08 | 0.082899 | 0.013595 | 0.24 | 0.71448 | 0 | 0.68331 | 0.0020875 | 0 | #DIV/0! | #DIV/0! | #DIV/0! | #DIV/0! | 0 | 0 | 0 | 0
1981-12-16 | Dec | 16 | 13:00 | 19.94 | 270 | 1122.0473 | 67322.8368 | 0 | 0 | 0.040535 | 3.7769e-08 | 0.082741 | 0.013618 | 0.24 | 0.71436 | 0 | 0.6858 | 0.0020836 | 0 | #DIV/0! | #DIV/0! | #DIV/0! | #DIV/0! | 0 | 0 | 0 | 0
1981-12-16 | Dec | 16 | 14:00 | 19.94 | 280 | 708.6614 | 42519.6864 | 0 | 0 | 0.040535 | 3.7769e-08 | 0.082741 | 0.013618 | 0.24 | 0.71436 | 0 | 0.6858 | 0.0020836 | 0 | #DIV/0! | #DIV/0! | #DIV/0! | #DIV/0! | 0 | 0 | 0 | 0
1981-12-16 | Dec | 16 | 15:00 | 19.94 | 250 | 610.2362 | 36614.1744 | 0 | 0 | 0.040535 | 3.7769e-08 | 0.082741 | 0.013618 | 0.24 | 0.71436 | 0 | 0.6858 | 0.0020836 | 0 | #DIV/0! | #DIV/0! | #DIV/0! | #DIV/0! | 0 | 0 | 0 | 0
1981-12-16 | Dec | 16 | 16:00 | 19.94 | 280 | 511.811 | 30708.6624 | 0 | 0 | 0.040535 | 3.7769e-08 | 0.082741 | 0.013618 | 0.24 | 0.71436 | 0 | 0.6858 | 0.0020836 | 0 | #DIV/0! | #DIV/0! | #DIV/0! | #DIV/0! | 0 | 0 | 0 | 0
1981-12-16 | Dec | 16 | 17:00 | 17.96 | 0 | 0 | 0 | 0 | 0 | 0.040397 | 3.7494e-08 | 0.083089 | 0.013567 | 0.24 | 0.71463 | 0 | 0.68034 | 0.0020922 | 0 | #DIV/0! | #DIV/0! | #DIV/0! | #DIV/0! | 0 | 0 | 0 | 0
1981-12-16 | Dec | 16 | 18:00 | 15.98 | 310 | 413.3858 | 24803.1504 | 0 | 0 | 0.04026 | 3.7219e-08 | 0.083438 | 0.013515 | 0.24 | 0.71491 | 0 | 0.67493 | 0.0021009 | 0 | #DIV/0! | #DIV/0! | #DIV/0! | #DIV/0! | 0 | 0 | 0 | 0
1981-12-16 | Dec | 16 | 19:00 | 17.06 | 350 | 610.2362 | 36614.1744 | 0 | 0 | 0.040335 | 3.7369e-08 | 0.083247 | 0.013544 | 0.24 | 0.71476 | 0 | 0.67788 | 0.0020962 | 0 | #DIV/0! | #DIV/0! | #DIV/0! | #DIV/0! | 0 | 0 | 0 | 0
1981-12-16 | Dec | 16 | 20:00 | 19.94 | 350 | 610.2362 | 36614.1744 | 0 | 0 | 0.040535 | 3.7769e-08 | 0.082741 | 0.013618 | 0.24 | 0.71436 | 0 | 0.6858 | 0.0020836 | 0 | #DIV/0! | #DIV/0! | #DIV/0! | #DIV/0! | 0 | 0 | 0 | 0
1981-12-16 | Dec | 16 | 21:00 | 21.92 | 10 | 610.2362 | 36614.1744 | 0 | 0 | 0.040717 | 3.8098e-08 | 0.082406 | 0.01367 | 0.24 | 0.71486 | 0 | 0.69119 | 0.002075 | 0 | #DIV/0! | #DIV/0! | #DIV/0! | #DIV/0! | 0 | 0 | 0 | 0
1981-12-16 | Dec | 16 | 22:00 | 21.02 | 290 | 413.3858 | 24803.1504 | 0 | 0 | 0.040634 | 3.7948e-08 | 0.082558 | 0.013647 | 0.24 | 0.71462 | 0 | 0.68874 | 0.0020789 | 0 | #DIV/0! | #DIV/0! | #DIV/0! | #DIV/0! | 0 | 0 | 0 | 0
1981-12-16 | Dec | 16 | 23:00 | 19.04 | 320 | 295.2756 | 17716.536 | 0 | 0 | 0.040473 | 3.7644e-08 | 0.082899 | 0.013595 | 0.24 | 0.71448 | 0 | 0.68331 | 0.0020875 | 0 | #DIV/0! | #DIV/0! | #DIV/0! | #DIV/0! | 0 | 0 | 0 | 0
1981-12-16 | Dec | 16 | 24:00 | 17.96 | 320 | 610.2362 | 36614.1744 | 0 | 0 | 0.040397 | 3.7494e-08 | 0.083089 | 0.013567 | 0.24 | 0.71463 | 0 | 0.68034 | 0.0020922 | 0 | #DIV/0! | #DIV/0! | #DIV/0! | #DIV/0! | 0 | 0 | 0 | 0
1981-12-17 | Dec | 17 | 1:00 | 17.96 | 330 | 807.0866 | 48425.1984 | 0 | 0 | 0.040397 | 3.7494e-08 | 0.083089 | 0.013567 | 0.24 | 0.71463 | 0 | 0.68034 | 0.0020922 | 0 | #DIV/0! | #DIV/0! | #DIV/0! | #DIV/0! | 0 | 0 | 0 | 0
1981-12-17 | Dec | 17 | 2:00 | 17.96 | 330 | 807.0866 | 48425.1984 | 0 | 0 | 0.040397 | 3.7494e-08 | 0.083089 | 0.013567 | 0.24 | 0.71463 | 0 | 0.68034 | 0.0020922 | 0 | #DIV/0! | #DIV/0! | #DIV/0! | #DIV/0! | 0 | 0 | 0 | 0
1981-12-17 | Dec | 17 | 3:00 | 17.96 | 320 | 807.0866 | 48425.1984 | 0 | 0 | 0.040397 | 3.7494e-08 | 0.083089 | 0.013567 | 0.24 | 0.71463 | 0 | 0.68034 | 0.0020922 | 0 | #DIV/0! | #DIV/0! | #DIV/0! | #DIV/0! | 0 | 0 | 0 | 0
1981-12-17 | Dec | 17 | 4:00 | 17.96 | 330 | 1122.0473 | 67322.8368 | 0 | 0 | 0.040397 | 3.7494e-08 | 0.083089 | 0.013567 | 0.24 | 0.71463 | 0 | 0.68034 | 0.0020922 | 0 | #DIV/0! | #DIV/0! | #DIV/0! | #DIV/0! | 0 | 0 | 0 | 0
1981-12-17 | Dec | 17 | 5:00 | 17.96 | 320 | 1417.3229 | 85039.3728 | 0 | 0 | 0.040397 | 3.7494e-08 | 0.083089 | 0.013567 | 0.24 | 0.71463 | 0 | 0.68034 | 0.0020922 | 0 | #DIV/0! | #DIV/0! | #DIV/0! | #DIV/0! | 0 | 0 | 0 | 0
1981-12-17 | Dec | 17 | 6:00 | 17.96 | 310 | 1023.6221 | 61417.3248 | 0 | 0 | 0.040397 | 3.7494e-08 | 0.083089 | 0.013567 | 0.24 | 0.71463 | 0 | 0.68034 | 0.0020922 | 0 | #DIV/0! | #DIV/0! | #DIV/0! | #DIV/0! | 0 | 0 | 0 | 0
1981-12-17 | Dec | 17 | 7:00 | 17.96 | 310 | 708.6614 | 42519.6864 | 0 | 0 | 0.040397 | 3.7494e-08 | 0.083089 | 0.013567 | 0.24 | 0.71463 | 0 | 0.68034 | 0.0020922 | 0 | #DIV/0! | #DIV/0! | #DIV/0! | #DIV/0! | 0 | 0 | 0 | 0
1981-12-17 | Dec | 17 | 8:00 | 19.04 | 330 | 1023.6221 | 61417.3248 | 0 | 0 | 0.040473 | 3.7644e-08 | 0.082899 | 0.013595 | 0.24 | 0.71448 | 0 | 0.68331 | 0.0020875 | 0 | #DIV/0! | #DIV/0! | #DIV/0! | #DIV/0! | 0 | 0 | 0 | 0
1981-12-17 | Dec | 17 | 9:00 | 19.94 | 330 | 1515.7481 | 90944.8848 | 0 | 0 | 0.040535 | 3.7769e-08 | 0.082741 | 0.013618 | 0.24 | 0.71436 | 0 | 0.6858 | 0.0020836 | 0 | #DIV/0! | #DIV/0! | #DIV/0! | #DIV/0! | 0 | 0 | 0 | 0
1981-12-17 | Dec | 17 | 10:00 | 19.94 | 320 | 1417.3229 | 85039.3728 | 0 | 0 | 0.040535 | 3.7769e-08 | 0.082741 | 0.013618 | 0.24 | 0.71436 | 0 | 0.6858 | 0.0020836 | 0 | #DIV/0! | #DIV/0! | #DIV/0! | #DIV/0! | 0 | 0 | 0 | 0
1981-12-17 | Dec | 17 | 11:00 | 21.92 | 320 | 1515.7481 | 90944.8848 | 0 | 0 | 0.040717 | 3.8098e-08 | 0.082406 | 0.01367 | 0.24 | 0.71486 | 0 | 0.69119 | 0.002075 | 0 | #DIV/0! | #DIV/0! | #DIV/0! | #DIV/0! | 0 | 0 | 0 | 0
1981-12-17 | Dec | 17 | 12:00 | 23 | 330 | 1732.2835 | 103937.0112 | 0 | 0 | 0.040817 | 3.8278e-08 | 0.082223 | 0.013698 | 0.24 | 0.71515 | 0 | 0.69415 | 0.0020704 | 0 | #DIV/0! | #DIV/0! | #DIV/0! | #DIV/0! | 0 | 0 | 0 | 0
1981-12-17 | Dec | 17 | 13:00 | 21.92 | 340 | 2027.5591 | 121653.5472 | 0 | 0 | 0.040717 | 3.8098e-08 | 0.082406 | 0.01367 | 0.24 | 0.71486 | 0 | 0.69119 | 0.002075 | 0 | #DIV/0! | #DIV/0! | #DIV/0! | #DIV/0! | 0 | 0 | 0 | 0
1981-12-17 | Dec | 17 | 14:00 | 21.02 | 340 | 2027.5591 | 121653.5472 | 0 | 0 | 0.040634 | 3.7948e-08 | 0.082558 | 0.013647 | 0.24 | 0.71462 | 0 | 0.68874 | 0.0020789 | 0 | #DIV/0! | #DIV/0! | #DIV/0! | #DIV/0! | 0 | 0 | 0 | 0
1981-12-17 | Dec | 17 | 15:00 | 21.02 | 330 | 1830.7087 | 109842.5232 | 0 | 0 | 0.040634 | 3.7948e-08 | 0.082558 | 0.013647 | 0.24 | 0.71462 | 0 | 0.68874 | 0.0020789 | 0 | #DIV/0! | #DIV/0! | #DIV/0! | #DIV/0! | 0 | 0 | 0 | 0
1981-12-17 | Dec | 17 | 16:00 | 19.04 | 340 | 2027.5591 | 121653.5472 | 0 | 0 | 0.040473 | 3.7644e-08 | 0.082899 | 0.013595 | 0.24 | 0.71448 | 0 | 0.68331 | 0.0020875 | 0 | #DIV/0! | #DIV/0! | #DIV/0! | #DIV/0! | 0 | 0 | 0 | 0
1981-12-17 | Dec | 17 | 17:00 | 19.04 | 340 | 1732.2835 | 103937.0112 | 0 | 0 | 0.040473 | 3.7644e-08 | 0.082899 | 0.013595 | 0.24 | 0.71448 | 0 | 0.68331 | 0.0020875 | 0 | #DIV/0! | #DIV/0! | #DIV/0! | #DIV/0! | 0 | 0 | 0 | 0
1981-12-17 | Dec | 17 | 18:00 | 19.04 | 330 | 1417.3229 | 85039.3728 | 0 | 0 | 0.040473 | 3.7644e-08 | 0.082899 | 0.013595 | 0.24 | 0.71448 | 0 | 0.68331 | 0.0020875 | 0 | #DIV/0! | #DIV/0! | #DIV/0! | #DIV/0! | 0 | 0 | 0 | 0
1981-12-17 | Dec | 17 | 19:00 | 17.96 | 330 | 1417.3229 | 85039.3728 | 0 | 0 | 0.040397 | 3.7494e-08 | 0.083089 | 0.013567 | 0.24 | 0.71463 | 0 | 0.68034 | 0.0020922 | 0 | #DIV/0! | #DIV/0! | #DIV/0! | #DIV/0! | 0 | 0 | 0 | 0
1981-12-17 | Dec | 17 | 20:00 | 15.98 | 320 | 1830.7087 | 109842.5232 | 0 | 0 | 0.04026 | 3.7219e-08 | 0.083438 | 0.013515 | 0.24 | 0.71491 | 0 | 0.67493 | 0.0021009 | 0 | #DIV/0! | #DIV/0! | #DIV/0! | #DIV/0! | 0 | 0 | 0 | 0
1981-12-17 | Dec | 17 | 21:00 | 15.08 | 320 | 1220.4725 | 73228.3488 | 0 | 0 | 0.040197 | 3.7094e-08 | 0.083596 | 0.013492 | 0.24 | 0.71504 | 0 | 0.67248 | 0.0021049 | 0 | #DIV/0! | #DIV/0! | #DIV/0! | #DIV/0! | 0 | 0 | 0 | 0
1981-12-17 | Dec | 17 | 22:00 | 12.02 | 310 | 1220.4725 | 73228.3488 | 0 | 0 | 0.039985 | 3.6669e-08 | 0.084134 | 0.013413 | 0.24 | 0.71547 | 0 | 0.66424 | 0.0021186 | 0 | #DIV/0! | #DIV/0! | #DIV/0! | #DIV/0! | 0 | 0 | 0 | 0
1981-12-17 | Dec | 17 | 23:00 | 15.08 | 300 | 1417.3229 | 85039.3728 | 0 | 0 | 0.040197 | 3.7094e-08 | 0.083596 | 0.013492 | 0.24 | 0.71504 | 0 | 0.67248 | 0.0021049 | 0 | #DIV/0! | #DIV/0! | #DIV/0! | #DIV/0! | 0 | 0 | 0 | 0
1981-12-17 | Dec | 17 | 24:00 | 14 | 310 | 1122.0473 | 67322.8368 | 0 | 0 | 0.040122 | 3.6944e-08 | 0.083786 | 0.013464 | 0.24 | 0.71519 | 0 | 0.66956 | 0.0021097 | 0 | #DIV/0! | #DIV/0! | #DIV/0! | #DIV/0! | 0 | 0 | 0 | 0
1981-12-18 | Dec | 18 | 1:00 | 12.92 | 320 | 1122.0473 | 67322.8368 | 0 | 0 | 0.040047 | 3.6794e-08 | 0.083976 | 0.013436 | 0.24 | 0.71535 | 0 | 0.66665 | 0.0021145 | 0 | #DIV/0! | #DIV/0! | #DIV/0! | #DIV/0! | 0 | 0 | 0 | 0
1981-12-18 | Dec | 18 | 2:00 | 12.92 | 320 | 807.0866 | 48425.1984 | 0 | 0 | 0.040047 | 3.6794e-08 | 0.083976 | 0.013436 | 0.24 | 0.71535 | 0 | 0.66665 | 0.0021145 | 0 | #DIV/0! | #DIV/0! | #DIV/0! | #DIV/0! | 0 | 0 | 0 | 0
1981-12-18 | Dec | 18 | 3:00 | 12.02 | 310 | 905.5118 | 54330.7104 | 0 | 0 | 0.039985 | 3.6669e-08 | 0.084134 | 0.013413 | 0.24 | 0.71547 | 0 | 0.66424 | 0.0021186 | 0 | #DIV/0! | #DIV/0! | #DIV/0! | #DIV/0! | 0 | 0 | 0 | 0
1981-12-18 | Dec | 18 | 4:00 | 10.04 | 310 | 1023.6221 | 61417.3248 | 0 | 0 | 0.039847 | 3.6394e-08 | 0.084483 | 0.013361 | 0.24 | 0.71576 | 0 | 0.65896 | 0.0021275 | 0 | #DIV/0! | #DIV/0! | #DIV/0! | #DIV/0! | 0 | 0 | 0 | 0
1981-12-18 | Dec | 18 | 5:00 | 8.96 | 310 | 905.5118 | 54330.7104 | 0 | 0 | 0.039772 | 3.6244e-08 | 0.084681 | 0.013333 | 0.24 | 0.71592 | 0 | 0.65604 | 0.0021324 | 0 | #DIV/0! | #DIV/0! | #DIV/0! | #DIV/0! | 0 | 0 | 0 | 0
1981-12-18 | Dec | 18 | 6:00 | 6.98 | 310 | 708.6614 | 42519.6864 | 0 | 0 | 0.039634 | 3.5969e-08 | 0.085046 | 0.013281 | 0.24 | 0.7162 | 0 | 0.6507 | 0.0021414 | 0 | #DIV/0! | #DIV/0! | #DIV/0! | #DIV/0! | 0 | 0 | 0 | 0
1981-12-18 | Dec | 18 | 7:00 | 6.98 | 300 | 807.0866 | 48425.1984 | 0 | 0 | 0.039634 | 3.5969e-08 | 0.085046 | 0.013281 | 0.24 | 0.7162 | 0 | 0.6507 | 0.0021414 | 0 | #DIV/0! | #DIV/0! | #DIV/0! | #DIV/0! | 0 | 0 | 0 | 0
1981-12-18 | Dec | 18 | 8:00 | 6.98 | 310 | 413.3858 | 24803.1504 | 0 | 0 | 0.039634 | 3.5969e-08 | 0.085046 | 0.013281 | 0.24 | 0.7162 | 0 | 0.6507 | 0.0021414 | 0 | #DIV/0! | #DIV/0! | #DIV/0! | #DIV/0! | 0 | 0 | 0 | 0
1981-12-18 | Dec | 18 | 9:00 | 8.96 | 310 | 610.2362 | 36614.1744 | 0 | 0 | 0.039772 | 3.6244e-08 | 0.084681 | 0.013333 | 0.24 | 0.71592 | 0 | 0.65604 | 0.0021324 | 0 | #DIV/0! | #DIV/0! | #DIV/0! | #DIV/0! | 0 | 0 | 0 | 0
1981-12-18 | Dec | 18 | 10:00 | 12.02 | 320 | 708.6614 | 42519.6864 | 0 | 0 | 0.039985 | 3.6669e-08 | 0.084134 | 0.013413 | 0.24 | 0.71547 | 0 | 0.66424 | 0.0021186 | 0 | #DIV/0! | #DIV/0! | #DIV/0! | #DIV/0! | 0 | 0 | 0 | 0
1981-12-18 | Dec | 18 | 11:00 | 17.06 | 320 | 1220.4725 | 73228.3488 | 0 | 0 | 0.040335 | 3.7369e-08 | 0.083247 | 0.013544 | 0.24 | 0.71476 | 0 | 0.67788 | 0.0020962 | 0 | #DIV/0! | #DIV/0! | #DIV/0! | #DIV/0! | 0 | 0 | 0 | 0
1981-12-18 | Dec | 18 | 12:00 | 19.04 | 310 | 1122.0473 | 67322.8368 | 0 | 0 | 0.040473 | 3.7644e-08 | 0.082899 | 0.013595 | 0.24 | 0.71448 | 0 | 0.68331 | 0.0020875 | 0 | #DIV/0! | #DIV/0! | #DIV/0! | #DIV/0! | 0 | 0 | 0 | 0
1981-12-18 | Dec | 18 | 13:00 | 21.02 | 300 | 1220.4725 | 73228.3488 | 0 | 0 | 0.040634 | 3.7948e-08 | 0.082558 | 0.013647 | 0.24 | 0.71462 | 0 | 0.68874 | 0.0020789 | 0 | #DIV/0! | #DIV/0! | #DIV/0! | #DIV/0! | 0 | 0 | 0 | 0
1981-12-18 | Dec | 18 | 14:00 | 21.92 | 310 | 1023.6221 | 61417.3248 | 0 | 0 | 0.040717 | 3.8098e-08 | 0.082406 | 0.01367 | 0.24 | 0.71486 | 0 | 0.69119 | 0.002075 | 0 | #DIV/0! | #DIV/0! | #DIV/0! | #DIV/0! | 0 | 0 | 0 | 0
1981-12-18 | Dec | 18 | 15:00 | 21.92 | 320 | 1220.4725 | 73228.3488 | 0 | 0 | 0.040717 | 3.8098e-08 | 0.082406 | 0.01367 | 0.24 | 0.71486 | 0 | 0.69119 | 0.002075 | 0 | #DIV/0! | #DIV/0! | #DIV/0! | #DIV/0! | 0 | 0 | 0 | 0
1981-12-18 | Dec | 18 | 16:00 | 19.94 | 280 | 1023.6221 | 61417.3248 | 0 | 0 | 0.040535 | 3.7769e-08 | 0.082741 | 0.013618 | 0.24 | 0.71436 | 0 | 0.6858 | 0.0020836 | 0 | #DIV/0! | #DIV/0! | #DIV/0! | #DIV/0! | 0 | 0 | 0 | 0
1981-12-18 | Dec | 18 | 17:00 | 19.04 | 290 | 1023.6221 | 61417.3248 | 0 | 0 | 0.040473 | 3.7644e-08 | 0.082899 | 0.013595 | 0.24 | 0.71448 | 0 | 0.68331 | 0.0020875 | 0 | #DIV/0! | #DIV/0! | #DIV/0! | #DIV/0! | 0 | 0 | 0 | 0
1981-12-18 | Dec | 18 | 18:00 | 17.96 | 310 | 1220.4725 | 73228.3488 | 0 | 0 | 0.040397 | 3.7494e-08 | 0.083089 | 0.013567 | 0.24 | 0.71463 | 0 | 0.68034 | 0.0020922 | 0 | #DIV/0! | #DIV/0! | #DIV/0! | #DIV/0! | 0 | 0 | 0 | 0
1981-12-18 | Dec | 18 | 19:00 | 15.98 | 290 | 807.0866 | 48425.1984 | 0 | 0 | 0.04026 | 3.7219e-08 | 0.083438 | 0.013515 | 0.24 | 0.71491 | 0 | 0.67493 | 0.0021009 | 0 | #DIV/0! | #DIV/0! | #DIV/0! | #DIV/0! | 0 | 0 | 0 | 0
1981-12-18 | Dec | 18 | 20:00 | 15.98 | 280 | 708.6614 | 42519.6864 | 0 | 0 | 0.04026 | 3.7219e-08 | 0.083438 | 0.013515 | 0.24 | 0.71491 | 0 | 0.67493 | 0.0021009 | 0 | #DIV/0! | #DIV/0! | #DIV/0! | #DIV/0! | 0 | 0 | 0 | 0
1981-12-18 | Dec | 18 | 21:00 | 14 | 280 | 905.5118 | 54330.7104 | 0 | 0 | 0.040122 | 3.6944e-08 | 0.083786 | 0.013464 | 0.24 | 0.71519 | 0 | 0.66956 | 0.0021097 | 0 | #DIV/0! | #DIV/0! | #DIV/0! | #DIV/0! | 0 | 0 | 0 | 0
1981-12-18 | Dec | 18 | 22:00 | 10.04 | 270 | 807.0866 | 48425.1984 | 0 | 0 | 0.039847 | 3.6394e-08 | 0.084483 | 0.013361 | 0.24 | 0.71576 | 0 | 0.65896 | 0.0021275 | 0 | #DIV/0! | #DIV/0! | #DIV/0! | #DIV/0! | 0 | 0 | 0 | 0
1981-12-18 | Dec | 18 | 23:00 | 10.04 | 300 | 807.0866 | 48425.1984 | 0 | 0 | 0.039847 | 3.6394e-08 | 0.084483 | 0.013361 | 0.24 | 0.71576 | 0 | 0.65896 | 0.0021275 | 0 | #DIV/0! | #DIV/0! | #DIV/0! | #DIV/0! | 0 | 0 | 0 | 0
1981-12-18 | Dec | 18 | 24:00 | 8.96 | 290 | 807.0866 | 48425.1984 | 0 | 0 | 0.039772 | 3.6244e-08 | 0.084681 | 0.013333 | 0.24 | 0.71592 | 0 | 0.65604 | 0.0021324 | 0 | #DIV/0! | #DIV/0! | #DIV/0! | #DIV/0! | 0 | 0 | 0 | 0
1981-12-19 | Dec | 19 | 1:00 | 8.06 | 300 | 905.5118 | 54330.7104 | 0 | 0 | 0.039709 | 3.6119e-08 | 0.084847 | 0.01331 | 0.24 | 0.71605 | 0 | 0.65361 | 0.0021365 | 0 | #DIV/0! | #DIV/0! | #DIV/0! | #DIV/0! | 0 | 0 | 0 | 0
1981-12-19 | Dec | 19 | 2:00 | 6.08 | 280 | 708.6614 | 42519.6864 | 0 | 0 | 0.039572 | 3.5844e-08 | 0.085211 | 0.013258 | 0.24 | 0.71634 | 0 | 0.64829 | 0.0021456 | 0 | #DIV/0! | #DIV/0! | #DIV/0! | #DIV/0! | 0 | 0 | 0 | 0
1981-12-19 | Dec | 19 | 3:00 | 5 | 290 | 807.0866 | 48425.1984 | 0 | 0 | 0.039497 | 3.5694e-08 | 0.08541 | 0.01323 | 0.24 | 0.7165 | 0 | 0.64542 | 0.0021505 | 0 | #DIV/0! | #DIV/0! | #DIV/0! | #DIV/0! | 0 | 0 | 0 | 0
1981-12-19 | Dec | 19 | 4:00 | 3.92 | 280 | 807.0866 | 48425.1984 | 0 | 0 | 0.039422 | 3.5544e-08 | 0.085609 | 0.013202 | 0.24 | 0.71665 | 0 | 0.64255 | 0.0021555 | 0 | #DIV/0! | #DIV/0! | #DIV/0! | #DIV/0! | 0 | 0 | 0 | 0
1981-12-19 | Dec | 19 | 5:00 | 3.92 | 280 | 807.0866 | 48425.1984 | 0 | 0 | 0.039422 | 3.5544e-08 | 0.085609 | 0.013202 | 0.24 | 0.71665 | 0 | 0.64255 | 0.0021555 | 0 | #DIV/0! | #DIV/0! | #DIV/0! | #DIV/0! | 0 | 0 | 0 | 0
1981-12-19 | Dec | 19 | 6:00 | 3.02 | 280 | 610.2362 | 36614.1744 | 0 | 0 | 0.039359 | 3.5419e-08 | 0.085774 | 0.013179 | 0.24 | 0.71679 | 0 | 0.64017 | 0.0021597 | 0 | #DIV/0! | #DIV/0! | #DIV/0! | #DIV/0! | 0 | 0 | 0 | 0
1981-12-19 | Dec | 19 | 7:00 | 3.02 | 300 | 905.5118 | 54330.7104 | 0 | 0 | 0.039359 | 3.5419e-08 | 0.085774 | 0.013179 | 0.24 | 0.71679 | 0 | 0.64017 | 0.0021597 | 0 | #DIV/0! | #DIV/0! | #DIV/0! | #DIV/0! | 0 | 0 | 0 | 0
1981-12-19 | Dec | 19 | 8:00 | 3.02 | 290 | 1023.6221 | 61417.3248 | 0 | 0 | 0.039359 | 3.5419e-08 | 0.085774 | 0.013179 | 0.24 | 0.71679 | 0 | 0.64017 | 0.0021597 | 0 | #DIV/0! | #DIV/0! | #DIV/0! | #DIV/0! | 0 | 0 | 0 | 0
1981-12-19 | Dec | 19 | 9:00 | 5 | 280 | 708.6614 | 42519.6864 | 0 | 0 | 0.039497 | 3.5694e-08 | 0.08541 | 0.01323 | 0.24 | 0.7165 | 0 | 0.64542 | 0.0021505 | 0 | #DIV/0! | #DIV/0! | #DIV/0! | #DIV/0! | 0 | 0 | 0 | 0
1981-12-19 | Dec | 19 | 10:00 | 8.96 | 290 | 905.5118 | 54330.7104 | 0 | 0 | 0.039772 | 3.6244e-08 | 0.084681 | 0.013333 | 0.24 | 0.71592 | 0 | 0.65604 | 0.0021324 | 0 | #DIV/0! | #DIV/0! | #DIV/0! | #DIV/0! | 0 | 0 | 0 | 0
1981-12-19 | Dec | 19 | 11:00 | 14 | 280 | 807.0866 | 48425.1984 | 0 | 0 | 0.040122 | 3.6944e-08 | 0.083786 | 0.013464 | 0.24 | 0.71519 | 0 | 0.66956 | 0.0021097 | 0 | #DIV/0! | #DIV/0! | #DIV/0! | #DIV/0! | 0 | 0 | 0 | 0
1981-12-19 | Dec | 19 | 12:00 | 15.98 | 270 | 1023.6221 | 61417.3248 | 0 | 0 | 0.04026 | 3.7219e-08 | 0.083438 | 0.013515 | 0.24 | 0.71491 | 0 | 0.67493 | 0.0021009 | 0 | #DIV/0! | #DIV/0! | #DIV/0! | #DIV/0! | 0 | 0 | 0 | 0
1981-12-19 | Dec | 19 | 13:00 | 17.96 | 280 | 1220.4725 | 73228.3488 | 0 | 0 | 0.040397 | 3.7494e-08 | 0.083089 | 0.013567 | 0.24 | 0.71463 | 0 | 0.68034 | 0.0020922 | 0 | #DIV/0! | #DIV/0! | #DIV/0! | #DIV/0! | 0 | 0 | 0 | 0
1981-12-19 | Dec | 19 | 14:00 | 17.96 | 300 | 905.5118 | 54330.7104 | 0 | 0 | 0.040397 | 3.7494e-08 | 0.083089 | 0.013567 | 0.24 | 0.71463 | 0 | 0.68034 | 0.0020922 | 0 | #DIV/0! | #DIV/0! | #DIV/0! | #DIV/0! | 0 | 0 | 0 | 0
1981-12-19 | Dec | 19 | 15:00 | 17.96 | 290 | 807.0866 | 48425.1984 | 0 | 0 | 0.040397 | 3.7494e-08 | 0.083089 | 0.013567 | 0.24 | 0.71463 | 0 | 0.68034 | 0.0020922 | 0 | #DIV/0! | #DIV/0! | #DIV/0! | #DIV/0! | 0 | 0 | 0 | 0
1981-12-19 | Dec | 19 | 16:00 | 17.96 | 290 | 1023.6221 | 61417.3248 | 0 | 0 | 0.040397 | 3.7494e-08 | 0.083089 | 0.013567 | 0.24 | 0.71463 | 0 | 0.68034 | 0.0020922 | 0 | #DIV/0! | #DIV/0! | #DIV/0! | #DIV/0! | 0 | 0 | 0 | 0
1981-12-19 | Dec | 19 | 17:00 | 12.92 | 280 | 413.3858 | 24803.1504 | 0 | 0 | 0.040047 | 3.6794e-08 | 0.083976 | 0.013436 | 0.24 | 0.71535 | 0 | 0.66665 | 0.0021145 | 0 | #DIV/0! | #DIV/0! | #DIV/0! | #DIV/0! | 0 | 0 | 0 | 0
1981-12-19 | Dec | 19 | 18:00 | 10.94 | 260 | 295.2756 | 17716.536 | 0 | 0 | 0.03991 | 3.6519e-08 | 0.084325 | 0.013384 | 0.24 | 0.71563 | 0 | 0.66136 | 0.0021234 | 0 | #DIV/0! | #DIV/0! | #DIV/0! | #DIV/0! | 0 | 0 | 0 | 0
1981-12-19 | Dec | 19 | 19:00 | 8.96 | 240 | 295.2756 | 17716.536 | 0 | 0 | 0.039772 | 3.6244e-08 | 0.084681 | 0.013333 | 0.24 | 0.71592 | 0 | 0.65604 | 0.0021324 | 0 | #DIV/0! | #DIV/0! | #DIV/0! | #DIV/0! | 0 | 0 | 0 | 0
1981-12-19 | Dec | 19 | 20:00 | 6.08 | 270 | 413.3858 | 24803.1504 | 0 | 0 | 0.039572 | 3.5844e-08 | 0.085211 | 0.013258 | 0.24 | 0.71634 | 0 | 0.64829 | 0.0021456 | 0 | #DIV/0! | #DIV/0! | #DIV/0! | #DIV/0! | 0 | 0 | 0 | 0
1981-12-19 | Dec | 19 | 21:00 | 5 | 260 | 708.6614 | 42519.6864 | 0 | 0 | 0.039497 | 3.5694e-08 | 0.08541 | 0.01323 | 0.24 | 0.7165 | 0 | 0.64542 | 0.0021505 | 0 | #DIV/0! | #DIV/0! | #DIV/0! | #DIV/0! | 0 | 0 | 0 | 0
1981-12-19 | Dec | 19 | 22:00 | 3.92 | 270 | 413.3858 | 24803.1504 | 0 | 0 | 0.039422 | 3.5544e-08 | 0.085609 | 0.013202 | 0.24 | 0.71665 | 0 | 0.64255 | 0.0021555 | 0 | #DIV/0! | #DIV/0! | #DIV/0! | #DIV/0! | 0 | 0 | 0 | 0
1981-12-19 | Dec | 19 | 23:00 | 3.02 | 0 | 0 | 0 | 0 | 0 | 0.039359 | 3.5419e-08 | 0.085774 | 0.013179 | 0.24 | 0.71679 | 0 | 0.64017 | 0.0021597 | 0 | #DIV/0! | #DIV/0! | #DIV/0! | #DIV/0! | 0 | 0 | 0 | 0
1981-12-19 | Dec | 19 | 24:00 | 1.94 | 260 | 511.811 | 30708.6624 | 0 | 0 | 0.039284 | 3.5269e-08 | 0.085973 | 0.01315 | 0.24 | 0.71695 | 0 | 0.63733 | 0.0021648 | 0 | #DIV/0! | #DIV/0! | #DIV/0! | #DIV/0! | 0 | 0 | 0 | 0
1981-12-20 | Dec | 20 | 1:00 | 1.94 | 260 | 610.2362 | 36614.1744 | 0 | 0 | 0.039284 | 3.5269e-08 | 0.085973 | 0.01315 | 0.24 | 0.71695 | 0 | 0.63733 | 0.0021648 | 0 | #DIV/0! | #DIV/0! | #DIV/0! | #DIV/0! | 0 | 0 | 0 | 0
1981-12-20 | Dec | 20 | 2:00 | 1.04 | 240 | 413.3858 | 24803.1504 | 0 | 0 | 0.039222 | 3.5144e-08 | 0.086139 | 0.013127 | 0.24 | 0.71708 | 0 | 0.63498 | 0.002169 | 0 | #DIV/0! | #DIV/0! | #DIV/0! | #DIV/0! | 0 | 0 | 0 | 0
1981-12-20 | Dec | 20 | 3:00 | -0.04 | 230 | 413.3858 | 24803.1504 | 0 | 0 | 0.039148 | 3.4996e-08 | 0.086338 | 0.013099 | 0.24 | 0.71728 | 0 | 0.63216 | 0.0021741 | 0 | #DIV/0! | #DIV/0! | #DIV/0! | #DIV/0! | #DIV/0! | #DIV/0! | #DIV/0! | #DIV/0!
1981-12-20 | Dec | 20 | 4:00 | 1.04 | 250 | 610.2362 | 36614.1744 | 0 | 0 | 0.039222 | 3.5144e-08 | 0.086139 | 0.013127 | 0.24 | 0.71708 | 0 | 0.63498 | 0.002169 | 0 | #DIV/0! | #DIV/0! | #DIV/0! | #DIV/0! | 0 | 0 | 0 | 0
1981-12-20 | Dec | 20 | 5:00 | -0.04 | 250 | 295.2756 | 17716.536 | 0 | 0 | 0.039148 | 3.4996e-08 | 0.086338 | 0.013099 | 0.24 | 0.71728 | 0 | 0.63216 | 0.0021741 | 0 | #DIV/0! | #DIV/0! | #DIV/0! | #DIV/0! | #DIV/0! | #DIV/0! | #DIV/0! | #DIV/0!
1981-12-20 | Dec | 20 | 6:00 | -0.04 | 210 | 413.3858 | 24803.1504 | 0 | 0 | 0.039148 | 3.4996e-08 | 0.086338 | 0.013099 | 0.24 | 0.71728 | 0 | 0.63216 | 0.0021741 | 0 | #DIV/0! | #DIV/0! | #DIV/0! | #DIV/0! | #DIV/0! | #DIV/0! | #DIV/0! | #DIV/0!
1981-12-20 | Dec | 20 | 7:00 | -0.94 | 200 | 413.3858 | 24803.1504 | 0 | 0 | 0.039128 | 3.4909e-08 | 0.086515 | 0.013075 | 0.23999 | 0.7182 | 0 | 0.62972 | 0.0021784 | 0 | #DIV/0! | #DIV/0! | #DIV/0! | #DIV/0! | #DIV/0! | #DIV/0! | #DIV/0! | #DIV/0!
1981-12-20 | Dec | 20 | 8:00 | -0.04 | 220 | 610.2362 | 36614.1744 | 0 | 0 | 0.039148 | 3.4996e-08 | 0.086338 | 0.013099 | 0.24 | 0.71728 | 0 | 0.63216 | 0.0021741 | 0 | #DIV/0! | #DIV/0! | #DIV/0! | #DIV/0! | #DIV/0! | #DIV/0! | #DIV/0! | #DIV/0!
1981-12-20 | Dec | 20 | 9:00 | 1.94 | 220 | 1023.6221 | 61417.3248 | 0 | 0 | 0.039284 | 3.5269e-08 | 0.085973 | 0.01315 | 0.24 | 0.71695 | 0 | 0.63733 | 0.0021648 | 0 | #DIV/0! | #DIV/0! | #DIV/0! | #DIV/0! | 0 | 0 | 0 | 0
1981-12-20 | Dec | 20 | 10:00 | 8.06 | 190 | 1023.6221 | 61417.3248 | 0 | 0 | 0.039709 | 3.6119e-08 | 0.084847 | 0.01331 | 0.24 | 0.71605 | 0 | 0.65361 | 0.0021365 | 0 | #DIV/0! | #DIV/0! | #DIV/0! | #DIV/0! | 0 | 0 | 0 | 0
1981-12-20 | Dec | 20 | 11:00 | 12.92 | 190 | 905.5118 | 54330.7104 | 0 | 0 | 0.040047 | 3.6794e-08 | 0.083976 | 0.013436 | 0.24 | 0.71535 | 0 | 0.66665 | 0.0021145 | 0 | #DIV/0! | #DIV/0! | #DIV/0! | #DIV/0! | 0 | 0 | 0 | 0
1981-12-20 | Dec | 20 | 12:00 | 14 | 320 | 1220.4725 | 73228.3488 | 0 | 0 | 0.040122 | 3.6944e-08 | 0.083786 | 0.013464 | 0.24 | 0.71519 | 0 | 0.66956 | 0.0021097 | 0 | #DIV/0! | #DIV/0! | #DIV/0! | #DIV/0! | 0 | 0 | 0 | 0
1981-12-20 | Dec | 20 | 13:00 | 15.08 | 210 | 1614.1733 | 96850.3968 | 0 | 0 | 0.040197 | 3.7094e-08 | 0.083596 | 0.013492 | 0.24 | 0.71504 | 0 | 0.67248 | 0.0021049 | 0 | #DIV/0! | #DIV/0! | #DIV/0! | #DIV/0! | 0 | 0 | 0 | 0
1981-12-20 | Dec | 20 | 14:00 | 15.08 | 200 | 1515.7481 | 90944.8848 | 0 | 0 | 0.040197 | 3.7094e-08 | 0.083596 | 0.013492 | 0.24 | 0.71504 | 0 | 0.67248 | 0.0021049 | 0 | #DIV/0! | #DIV/0! | #DIV/0! | #DIV/0! | 0 | 0 | 0 | 0
1981-12-20 | Dec | 20 | 15:00 | 15.98 | 180 | 1318.8977 | 79133.8608 | 0 | 0 | 0.04026 | 3.7219e-08 | 0.083438 | 0.013515 | 0.24 | 0.71491 | 0 | 0.67493 | 0.0021009 | 0 | #DIV/0! | #DIV/0! | #DIV/0! | #DIV/0! | 0 | 0 | 0 | 0
1981-12-20 | Dec | 20 | 16:00 | 14 | 180 | 1417.3229 | 85039.3728 | 0 | 0 | 0.040122 | 3.6944e-08 | 0.083786 | 0.013464 | 0.24 | 0.71519 | 0 | 0.66956 | 0.0021097 | 0 | #DIV/0! | #DIV/0! | #DIV/0! | #DIV/0! | 0 | 0 | 0 | 0
1981-12-20 | Dec | 20 | 17:00 | 10.94 | 180 | 1417.3229 | 85039.3728 | 0 | 0 | 0.03991 | 3.6519e-08 | 0.084325 | 0.013384 | 0.24 | 0.71563 | 0 | 0.66136 | 0.0021234 | 0 | #DIV/0! | #DIV/0! | #DIV/0! | #DIV/0! | 0 | 0 | 0 | 0
1981-12-20 | Dec | 20 | 18:00 | 10.04 | 180 | 1417.3229 | 85039.3728 | 0 | 0 | 0.039847 | 3.6394e-08 | 0.084483 | 0.013361 | 0.24 | 0.71576 | 0 | 0.65896 | 0.0021275 | 0 | #DIV/0! | #DIV/0! | #DIV/0! | #DIV/0! | 0 | 0 | 0 | 0
1981-12-20 | Dec | 20 | 19:00 | 8.96 | 170 | 1929.1339 | 115748.0352 | 0 | 0 | 0.039772 | 3.6244e-08 | 0.084681 | 0.013333 | 0.24 | 0.71592 | 0 | 0.65604 | 0.0021324 | 0 | #DIV/0! | #DIV/0! | #DIV/0! | #DIV/0! | 0 | 0 | 0 | 0
1981-12-20 | Dec | 20 | 20:00 | 10.94 | 170 | 2027.5591 | 121653.5472 | 0 | 0 | 0.03991 | 3.6519e-08 | 0.084325 | 0.013384 | 0.24 | 0.71563 | 0 | 0.66136 | 0.0021234 | 0 | #DIV/0! | #DIV/0! | #DIV/0! | #DIV/0! | 0 | 0 | 0 | 0
1981-12-20 | Dec | 20 | 21:00 | 15.08 | 180 | 2539.3702 | 152362.2096 | 0 | 0 | 0.040197 | 3.7094e-08 | 0.083596 | 0.013492 | 0.24 | 0.71504 | 0 | 0.67248 | 0.0021049 | 0 | #DIV/0! | #DIV/0! | #DIV/0! | #DIV/0! | 0 | 0 | 0 | 0
1981-12-20 | Dec | 20 | 22:00 | 19.94 | 190 | 2027.5591 | 121653.5472 | 0 | 0 | 0.040535 | 3.7769e-08 | 0.082741 | 0.013618 | 0.24 | 0.71436 | 0 | 0.6858 | 0.0020836 | 0 | #DIV/0! | #DIV/0! | #DIV/0! | #DIV/0! | 0 | 0 | 0 | 0
1981-12-20 | Dec | 20 | 23:00 | 21.92 | 210 | 2027.5591 | 121653.5472 | 0 | 0 | 0.040717 | 3.8098e-08 | 0.082406 | 0.01367 | 0.24 | 0.71486 | 0 | 0.69119 | 0.002075 | 0 | #DIV/0! | #DIV/0! | #DIV/0! | #DIV/0! | 0 | 0 | 0 | 0
1981-12-20 | Dec | 20 | 24:00 | 21.92 | 290 | 2027.5591 | 121653.5472 | 0 | 0 | 0.040717 | 3.8098e-08 | 0.082406 | 0.01367 | 0.24 | 0.71486 | 0 | 0.69119 | 0.002075 | 0 | #DIV/0! | #DIV/0! | #DIV/0! | #DIV/0! | 0 | 0 | 0 | 0
1981-12-21 | Dec | 21 | 1:00 | 21.92 | 180 | 1830.7087 | 109842.5232 | 0 | 0 | 0.040717 | 3.8098e-08 | 0.082406 | 0.01367 | 0.24 | 0.71486 | 0 | 0.69119 | 0.002075 | 0 | #DIV/0! | #DIV/0! | #DIV/0! | #DIV/0! | 0 | 0 | 0 | 0
1981-12-21 | Dec | 21 | 2:00 | 23 | 170 | 1830.7087 | 109842.5232 | 0 | 0 | 0.040817 | 3.8278e-08 | 0.082223 | 0.013698 | 0.24 | 0.71515 | 0 | 0.69415 | 0.0020704 | 0 | #DIV/0! | #DIV/0! | #DIV/0! | #DIV/0! | 0 | 0 | 0 | 0
1981-12-21 | Dec | 21 | 3:00 | 24.08 | 190 | 1830.7087 | 109842.5232 | 0 | 0 | 0.040917 | 3.8458e-08 | 0.08204 | 0.013726 | 0.24 | 0.71544 | 0 | 0.69712 | 0.0020658 | 0 | #DIV/0! | #DIV/0! | #DIV/0! | #DIV/0! | 0 | 0 | 0 | 0
1981-12-21 | Dec | 21 | 4:00 | 24.08 | 180 | 1417.3229 | 85039.3728 | 0 | 0 | 0.040917 | 3.8458e-08 | 0.08204 | 0.013726 | 0.24 | 0.71544 | 0 | 0.69712 | 0.0020658 | 0 | #DIV/0! | #DIV/0! | #DIV/0! | #DIV/0! | 0 | 0 | 0 | 0
1981-12-21 | Dec | 21 | 5:00 | 24.98 | 190 | 1318.8977 | 79133.8608 | 0 | 0 | 0.041001 | 3.8608e-08 | 0.081888 | 0.013749 | 0.24 | 0.71568 | 0 | 0.6996 | 0.0020619 | 0 | #DIV/0! | #DIV/0! | #DIV/0! | #DIV/0! | 0 | 0 | 0 | 0
1981-12-21 | Dec | 21 | 6:00 | 26.96 | 200 | 1318.8977 | 79133.8608 | 0 | 0 | 0.041184 | 3.8938e-08 | 0.081554 | 0.013801 | 0.24 | 0.7162 | 0 | 0.70511 | 0.0020536 | 0 | #DIV/0! | #DIV/0! | #DIV/0! | #DIV/0! | 0 | 0 | 0 | 0
1981-12-21 | Dec | 21 | 7:00 | 28.04 | 200 | 1515.7481 | 90944.8848 | 0 | 0 | 0.041284 | 3.9118e-08 | 0.081371 | 0.013829 | 0.24 | 0.71648 | 0 | 0.70812 | 0.002049 | 0 | #DIV/0! | #DIV/0! | #DIV/0! | #DIV/0! | 0 | 0 | 0 | 0
1981-12-21 | Dec | 21 | 8:00 | 30.02 | 200 | 1417.3229 | 85039.3728 | 0 | 0 | 0.041466 | 3.9447e-08 | 0.081037 | 0.013881 | 0.24 | 0.71697 | 0 | 0.71369 | 0.0020407 | 0 | #DIV/0! | #DIV/0! | #DIV/0! | #DIV/0! | 0 | 0 | 0 | 0
1981-12-21 | Dec | 21 | 9:00 | 30.02 | 210 | 1515.7481 | 90944.8848 | 0 | 0 | 0.041466 | 3.9447e-08 | 0.081037 | 0.013881 | 0.24 | 0.71697 | 0 | 0.71369 | 0.0020407 | 0 | #DIV/0! | #DIV/0! | #DIV/0! | #DIV/0! | 0 | 0 | 0 | 0
1981-12-21 | Dec | 21 | 10:00 | 30.92 | 210 | 1515.7481 | 90944.8848 | 0 | 0 | 0.041487 | 3.9547e-08 | 0.080891 | 0.013904 | 0.24 | 0.71612 | 0 | 0.71619 | 0.002037 | 0 | #DIV/0! | #DIV/0! | #DIV/0! | #DIV/0! | 0 | 0 | 0 | 0
1981-12-21 | Dec | 21 | 11:00 | 30.92 | 220 | 1220.4725 | 73228.3488 | 0 | 0 | 0.041487 | 3.9547e-08 | 0.080891 | 0.013904 | 0.24 | 0.71612 | 0 | 0.71619 | 0.002037 | 0 | #DIV/0! | #DIV/0! | #DIV/0! | #DIV/0! | 0 | 0 | 0 | 0
1981-12-21 | Dec | 21 | 12:00 | 32 | 200 | 1220.4725 | 73228.3488 | 0 | 0 | 0.041512 | 3.9667e-08 | 0.080716 | 0.013932 | 0.24 | 0.71511 | 0 | 0.71919 | 0.0020325 | 0 | #DIV/0! | #DIV/0! | #DIV/0! | #DIV/0! | 0 | 0 | 0 | 0
1981-12-21 | Dec | 21 | 13:00 | 32 | 230 | 1515.7481 | 90944.8848 | 0 | 0 | 0.041512 | 3.9667e-08 | 0.080716 | 0.013932 | 0.24 | 0.71511 | 0 | 0.71919 | 0.0020325 | 0 | #DIV/0! | #DIV/0! | #DIV/0! | #DIV/0! | 0 | 0 | 0 | 0
1981-12-21 | Dec | 21 | 14:00 | 32 | 220 | 1515.7481 | 90944.8848 | 0 | 0 | 0.041512 | 3.9667e-08 | 0.080716 | 0.013932 | 0.24 | 0.71511 | 0 | 0.71919 | 0.0020325 | 0 | #DIV/0! | #DIV/0! | #DIV/0! | #DIV/0! | 0 | 0 | 0 | 0
1981-12-21 | Dec | 21 | 15:00 | 32 | 210 | 905.5118 | 54330.7104 | 0 | 0 | 0.041512 | 3.9667e-08 | 0.080716 | 0.013932 | 0.24 | 0.71511 | 0 | 0.71919 | 0.0020325 | 0 | #DIV/0! | #DIV/0! | #DIV/0! | #DIV/0! | 0 | 0 | 0 | 0
1981-12-21 | Dec | 21 | 16:00 | 33.08 | 210 | 1220.4725 | 73228.3488 | 0 | 0 | 0.041537 | 3.9787e-08 | 0.080541 | 0.01396 | 0.24 | 0.7141 | 0 | 0.7222 | 0.0020281 | 0 | #DIV/0! | #DIV/0! | #DIV/0! | #DIV/0! | 0 | 0 | 0 | 0
1981-12-21 | Dec | 21 | 17:00 | 33.08 | 230 | 1220.4725 | 73228.3488 | 0 | 0 | 0.041537 | 3.9787e-08 | 0.080541 | 0.01396 | 0.24 | 0.7141 | 0 | 0.7222 | 0.0020281 | 0 | #DIV/0! | #DIV/0! | #DIV/0! | #DIV/0! | 0 | 0 | 0 | 0
1981-12-21 | Dec | 21 | 18:00 | 33.08 | 220 | 1023.6221 | 61417.3248 | 0 | 0 | 0.041537 | 3.9787e-08 | 0.080541 | 0.01396 | 0.24 | 0.7141 | 0 | 0.7222 | 0.0020281 | 0 | #DIV/0! | #DIV/0! | #DIV/0! | #DIV/0! | 0 | 0 | 0 | 0
1981-12-21 | Dec | 21 | 19:00 | 33.08 | 230 | 807.0866 | 48425.1984 | 0 | 0 | 0.041537 | 3.9787e-08 | 0.080541 | 0.01396 | 0.24 | 0.7141 | 0 | 0.7222 | 0.0020281 | 0 | #DIV/0! | #DIV/0! | #DIV/0! | #DIV/0! | 0 | 0 | 0 | 0
1981-12-21 | Dec | 21 | 20:00 | 33.08 | 230 | 1023.6221 | 61417.3248 | 0 | 0 | 0.041537 | 3.9787e-08 | 0.080541 | 0.01396 | 0.24 | 0.7141 | 0 | 0.7222 | 0.0020281 | 0 | #DIV/0! | #DIV/0! | #DIV/0! | #DIV/0! | 0 | 0 | 0 | 0
1981-12-21 | Dec | 21 | 21:00 | 33.08 | 230 | 1122.0473 | 67322.8368 | 0 | 0 | 0.041537 | 3.9787e-08 | 0.080541 | 0.01396 | 0.24 | 0.7141 | 0 | 0.7222 | 0.0020281 | 0 | #DIV/0! | #DIV/0! | #DIV/0! | #DIV/0! | 0 | 0 | 0 | 0
1981-12-21 | Dec | 21 | 22:00 | 33.08 | 230 | 807.0866 | 48425.1984 | 0 | 0 | 0.041537 | 3.9787e-08 | 0.080541 | 0.01396 | 0.24 | 0.7141 | 0 | 0.7222 | 0.0020281 | 0 | #DIV/0! | #DIV/0! | #DIV/0! | #DIV/0! | 0 | 0 | 0 | 0
1981-12-21 | Dec | 21 | 23:00 | 32 | 250 | 1417.3229 | 85039.3728 | 0 | 0 | 0.041512 | 3.9667e-08 | 0.080716 | 0.013932 | 0.24 | 0.71511 | 0 | 0.71919 | 0.0020325 | 0 | #DIV/0! | #DIV/0! | #DIV/0! | #DIV/0! | 0 | 0 | 0 | 0
1981-12-21 | Dec | 21 | 24:00 | 32 | 220 | 610.2362 | 36614.1744 | 0 | 0 | 0.041512 | 3.9667e-08 | 0.080716 | 0.013932 | 0.24 | 0.71511 | 0 | 0.71919 | 0.0020325 | 0 | #DIV/0! | #DIV/0! | #DIV/0! | #DIV/0! | 0 | 0 | 0 | 0
1981-12-22 | Dec | 22 | 1:00 | 32 | 230 | 1023.6221 | 61417.3248 | 0 | 0 | 0.041512 | 3.9667e-08 | 0.080716 | 0.013932 | 0.24 | 0.71511 | 0 | 0.71919 | 0.0020325 | 0 | #DIV/0! | #DIV/0! | #DIV/0! | #DIV/0! | 0 | 0 | 0 | 0
1981-12-22 | Dec | 22 | 2:00 | 32 | 270 | 807.0866 | 48425.1984 | 0 | 0 | 0.041512 | 3.9667e-08 | 0.080716 | 0.013932 | 0.24 | 0.71511 | 0 | 0.71919 | 0.0020325 | 0 | #DIV/0! | #DIV/0! | #DIV/0! | #DIV/0! | 0 | 0 | 0 | 0
1981-12-22 | Dec | 22 | 3:00 | 32 | 250 | 807.0866 | 48425.1984 | 0 | 0 | 0.041512 | 3.9667e-08 | 0.080716 | 0.013932 | 0.24 | 0.71511 | 0 | 0.71919 | 0.0020325 | 0 | #DIV/0! | #DIV/0! | #DIV/0! | #DIV/0! | 0 | 0 | 0 | 0
1981-12-22 | Dec | 22 | 4:00 | 32 | 260 | 708.6614 | 42519.6864 | 0 | 0 | 0.041512 | 3.9667e-08 | 0.080716 | 0.013932 | 0.24 | 0.71511 | 0 | 0.71919 | 0.0020325 | 0 | #DIV/0! | #DIV/0! | #DIV/0! | #DIV/0! | 0 | 0 | 0 | 0
1981-12-22 | Dec | 22 | 5:00 | 32 | 270 | 807.0866 | 48425.1984 | 0 | 0 | 0.041512 | 3.9667e-08 | 0.080716 | 0.013932 | 0.24 | 0.71511 | 0 | 0.71919 | 0.0020325 | 0 | #DIV/0! | #DIV/0! | #DIV/0! | #DIV/0! | 0 | 0 | 0 | 0
1981-12-22 | Dec | 22 | 6:00 | 32 | 260 | 708.6614 | 42519.6864 | 0 | 0 | 0.041512 | 3.9667e-08 | 0.080716 | 0.013932 | 0.24 | 0.71511 | 0 | 0.71919 | 0.0020325 | 0 | #DIV/0! | #DIV/0! | #DIV/0! | #DIV/0! | 0 | 0 | 0 | 0
1981-12-22 | Dec | 22 | 7:00 | 32 | 260 | 413.3858 | 24803.1504 | 0 | 0 | 0.041512 | 3.9667e-08 | 0.080716 | 0.013932 | 0.24 | 0.71511 | 0 | 0.71919 | 0.0020325 | 0 | #DIV/0! | #DIV/0! | #DIV/0! | #DIV/0! | 0 | 0 | 0 | 0
1981-12-22 | Dec | 22 | 8:00 | 32 | 250 | 295.2756 | 17716.536 | 0 | 0 | 0.041512 | 3.9667e-08 | 0.080716 | 0.013932 | 0.24 | 0.71511 | 0 | 0.71919 | 0.0020325 | 0 | #DIV/0! | #DIV/0! | #DIV/0! | #DIV/0! | 0 | 0 | 0 | 0
1981-12-22 | Dec | 22 | 9:00 | 30.92 | 0 | 0 | 0 | 0 | 0 | 0.041487 | 3.9547e-08 | 0.080891 | 0.013904 | 0.24 | 0.71612 | 0 | 0.71619 | 0.002037 | 0 | #DIV/0! | #DIV/0! | #DIV/0! | #DIV/0! | 0 | 0 | 0 | 0
1981-12-22 | Dec | 22 | 10:00 | 32 | 230 | 295.2756 | 17716.536 | 0 | 0 | 0.041512 | 3.9667e-08 | 0.080716 | 0.013932 | 0.24 | 0.71511 | 0 | 0.71919 | 0.0020325 | 0 | #DIV/0! | #DIV/0! | #DIV/0! | #DIV/0! | 0 | 0 | 0 | 0
1981-12-22 | Dec | 22 | 11:00 | 32 | 250 | 610.2362 | 36614.1744 | 0 | 0 | 0.041512 | 3.9667e-08 | 0.080716 | 0.013932 | 0.24 | 0.71511 | 0 | 0.71919 | 0.0020325 | 0 | #DIV/0! | #DIV/0! | #DIV/0! | #DIV/0! | 0 | 0 | 0 | 0
1981-12-22 | Dec | 22 | 12:00 | 32 | 260 | 413.3858 | 24803.1504 | 0 | 0 | 0.041512 | 3.9667e-08 | 0.080716 | 0.013932 | 0.24 | 0.71511 | 0 | 0.71919 | 0.0020325 | 0 | #DIV/0! | #DIV/0! | #DIV/0! | #DIV/0! | 0 | 0 | 0 | 0
1981-12-22 | Dec | 22 | 13:00 | 33.08 | 300 | 807.0866 | 48425.1984 | 0 | 0 | 0.041537 | 3.9787e-08 | 0.080541 | 0.01396 | 0.24 | 0.7141 | 0 | 0.7222 | 0.0020281 | 0 | #DIV/0! | #DIV/0! | #DIV/0! | #DIV/0! | 0 | 0 | 0 | 0
1981-12-22 | Dec | 22 | 14:00 | 33.08 | 320 | 610.2362 | 36614.1744 | 0 | 0 | 0.041537 | 3.9787e-08 | 0.080541 | 0.01396 | 0.24 | 0.7141 | 0 | 0.7222 | 0.0020281 | 0 | #DIV/0! | #DIV/0! | #DIV/0! | #DIV/0! | 0 | 0 | 0 | 0
1981-12-22 | Dec | 22 | 15:00 | 33.08 | 20 | 708.6614 | 42519.6864 | 0 | 0 | 0.041537 | 3.9787e-08 | 0.080541 | 0.01396 | 0.24 | 0.7141 | 0 | 0.7222 | 0.0020281 | 0 | #DIV/0! | #DIV/0! | #DIV/0! | #DIV/0! | 0 | 0 | 0 | 0
1981-12-22 | Dec | 22 | 16:00 | 33.08 | 30 | 295.2756 | 17716.536 | 0 | 0 | 0.041537 | 3.9787e-08 | 0.080541 | 0.01396 | 0.24 | 0.7141 | 0 | 0.7222 | 0.0020281 | 0 | #DIV/0! | #DIV/0! | #DIV/0! | #DIV/0! | 0 | 0 | 0 | 0
1981-12-22 | Dec | 22 | 17:00 | 33.08 | 30 | 413.3858 | 24803.1504 | 0 | 0 | 0.041537 | 3.9787e-08 | 0.080541 | 0.01396 | 0.24 | 0.7141 | 0 | 0.7222 | 0.0020281 | 0 | #DIV/0! | #DIV/0! | #DIV/0! | #DIV/0! | 0 | 0 | 0 | 0
1981-12-22 | Dec | 22 | 18:00 | 33.08 | 20 | 610.2362 | 36614.1744 | 0 | 0 | 0.041537 | 3.9787e-08 | 0.080541 | 0.01396 | 0.24 | 0.7141 | 0 | 0.7222 | 0.0020281 | 0 | #DIV/0! | #DIV/0! | #DIV/0! | #DIV/0! | 0 | 0 | 0 | 0
1981-12-22 | Dec | 22 | 19:00 | 33.08 | 350 | 610.2362 | 36614.1744 | 0 | 0 | 0.041537 | 3.9787e-08 | 0.080541 | 0.01396 | 0.24 | 0.7141 | 0 | 0.7222 | 0.0020281 | 0 | #DIV/0! | #DIV/0! | #DIV/0! | #DIV/0! | 0 | 0 | 0 | 0
1981-12-22 | Dec | 22 | 20:00 | 32 | 330 | 708.6614 | 42519.6864 | 0 | 0 | 0.041512 | 3.9667e-08 | 0.080716 | 0.013932 | 0.24 | 0.71511 | 0 | 0.71919 | 0.0020325 | 0 | #DIV/0! | #DIV/0! | #DIV/0! | #DIV/0! | 0 | 0 | 0 | 0
1981-12-22 | Dec | 22 | 21:00 | 32 | 330 | 1122.0473 | 67322.8368 | 0 | 0 | 0.041512 | 3.9667e-08 | 0.080716 | 0.013932 | 0.24 | 0.71511 | 0 | 0.71919 | 0.0020325 | 0 | #DIV/0! | #DIV/0! | #DIV/0! | #DIV/0! | 0 | 0 | 0 | 0
1981-12-22 | Dec | 22 | 22:00 | 32 | 320 | 905.5118 | 54330.7104 | 0 | 0 | 0.041512 | 3.9667e-08 | 0.080716 | 0.013932 | 0.24 | 0.71511 | 0 | 0.71919 | 0.0020325 | 0 | #DIV/0! | #DIV/0! | #DIV/0! | #DIV/0! | 0 | 0 | 0 | 0
1981-12-22 | Dec | 22 | 23:00 | 32 | 300 | 708.6614 | 42519.6864 | 0 | 0 | 0.041512 | 3.9667e-08 | 0.080716 | 0.013932 | 0.24 | 0.71511 | 0 | 0.71919 | 0.0020325 | 0 | #DIV/0! | #DIV/0! | #DIV/0! | #DIV/0! | 0 | 0 | 0 | 0
1981-12-22 | Dec | 22 | 24:00 | 32 | 280 | 511.811 | 30708.6624 | 0 | 0 | 0.041512 | 3.9667e-08 | 0.080716 | 0.013932 | 0.24 | 0.71511 | 0 | 0.71919 | 0.0020325 | 0 | #DIV/0! | #DIV/0! | #DIV/0! | #DIV/0! | 0 | 0 | 0 | 0
1981-12-23 | Dec | 23 | 1:00 | 30.92 | 300 | 905.5118 | 54330.7104 | 0 | 0 | 0.041487 | 3.9547e-08 | 0.080891 | 0.013904 | 0.24 | 0.71612 | 0 | 0.71619 | 0.002037 | 0 | #DIV/0! | #DIV/0! | #DIV/0! | #DIV/0! | 0 | 0 | 0 | 0
1981-12-23 | Dec | 23 | 2:00 | 30.02 | 300 | 905.5118 | 54330.7104 | 0 | 0 | 0.041466 | 3.9447e-08 | 0.081037 | 0.013881 | 0.24 | 0.71697 | 0 | 0.71369 | 0.0020407 | 0 | #DIV/0! | #DIV/0! | #DIV/0! | #DIV/0! | 0 | 0 | 0 | 0
1981-12-23 | Dec | 23 | 3:00 | 28.94 | 300 | 807.0866 | 48425.1984 | 0 | 0 | 0.041368 | 3.9268e-08 | 0.081219 | 0.013852 | 0.24 | 0.71671 | 0 | 0.71065 | 0.0020452 | 0 | #DIV/0! | #DIV/0! | #DIV/0! | #DIV/0! | 0 | 0 | 0 | 0
1981-12-23 | Dec | 23 | 4:00 | 26.96 | 300 | 1122.0473 | 67322.8368 | 0 | 0 | 0.041184 | 3.8938e-08 | 0.081554 | 0.013801 | 0.24 | 0.7162 | 0 | 0.70511 | 0.0020536 | 0 | #DIV/0! | #DIV/0! | #DIV/0! | #DIV/0! | 0 | 0 | 0 | 0
1981-12-23 | Dec | 23 | 5:00 | 24.08 | 280 | 1023.6221 | 61417.3248 | 0 | 0 | 0.040917 | 3.8458e-08 | 0.08204 | 0.013726 | 0.24 | 0.71544 | 0 | 0.69712 | 0.0020658 | 0 | #DIV/0! | #DIV/0! | #DIV/0! | #DIV/0! | 0 | 0 | 0 | 0
1981-12-23 | Dec | 23 | 6:00 | 19.94 | 290 | 1023.6221 | 61417.3248 | 0 | 0 | 0.040535 | 3.7769e-08 | 0.082741 | 0.013618 | 0.24 | 0.71436 | 0 | 0.6858 | 0.0020836 | 0 | #DIV/0! | #DIV/0! | #DIV/0! | #DIV/0! | 0 | 0 | 0 | 0
1981-12-23 | Dec | 23 | 7:00 | 17.96 | 280 | 807.0866 | 48425.1984 | 0 | 0 | 0.040397 | 3.7494e-08 | 0.083089 | 0.013567 | 0.24 | 0.71463 | 0 | 0.68034 | 0.0020922 | 0 | #DIV/0! | #DIV/0! | #DIV/0! | #DIV/0! | 0 | 0 | 0 | 0
1981-12-23 | Dec | 23 | 8:00 | 17.06 | 270 | 610.2362 | 36614.1744 | 0 | 0 | 0.040335 | 3.7369e-08 | 0.083247 | 0.013544 | 0.24 | 0.71476 | 0 | 0.67788 | 0.0020962 | 0 | #DIV/0! | #DIV/0! | #DIV/0! | #DIV/0! | 0 | 0 | 0 | 0
1981-12-23 | Dec | 23 | 9:00 | 17.96 | 290 | 905.5118 | 54330.7104 | 0 | 0 | 0.040397 | 3.7494e-08 | 0.083089 | 0.013567 | 0.24 | 0.71463 | 0 | 0.68034 | 0.0020922 | 0 | #DIV/0! | #DIV/0! | #DIV/0! | #DIV/0! | 0 | 0 | 0 | 0
1981-12-23 | Dec | 23 | 10:00 | 19.94 | 260 | 905.5118 | 54330.7104 | 0 | 0 | 0.040535 | 3.7769e-08 | 0.082741 | 0.013618 | 0.24 | 0.71436 | 0 | 0.6858 | 0.0020836 | 0 | #DIV/0! | #DIV/0! | #DIV/0! | #DIV/0! | 0 | 0 | 0 | 0
1981-12-23 | Dec | 23 | 11:00 | 21.92 | 280 | 1122.0473 | 67322.8368 | 0 | 0 | 0.040717 | 3.8098e-08 | 0.082406 | 0.01367 | 0.24 | 0.71486 | 0 | 0.69119 | 0.002075 | 0 | #DIV/0! | #DIV/0! | #DIV/0! | #DIV/0! | 0 | 0 | 0 | 0
1981-12-23 | Dec | 23 | 12:00 | 23 | 270 | 905.5118 | 54330.7104 | 0 | 0 | 0.040817 | 3.8278e-08 | 0.082223 | 0.013698 | 0.24 | 0.71515 | 0 | 0.69415 | 0.0020704 | 0 | #DIV/0! | #DIV/0! | #DIV/0! | #DIV/0! | 0 | 0 | 0 | 0
1981-12-23 | Dec | 23 | 13:00 | 24.98 | 240 | 1318.8977 | 79133.8608 | 0 | 0 | 0.041001 | 3.8608e-08 | 0.081888 | 0.013749 | 0.24 | 0.71568 | 0 | 0.6996 | 0.0020619 | 0 | #DIV/0! | #DIV/0! | #DIV/0! | #DIV/0! | 0 | 0 | 0 | 0
1981-12-23 | Dec | 23 | 14:00 | 26.96 | 230 | 807.0866 | 48425.1984 | 0 | 0 | 0.041184 | 3.8938e-08 | 0.081554 | 0.013801 | 0.24 | 0.7162 | 0 | 0.70511 | 0.0020536 | 0 | #DIV/0! | #DIV/0! | #DIV/0! | #DIV/0! | 0 | 0 | 0 | 0
1981-12-23 | Dec | 23 | 15:00 | 28.04 | 220 | 1220.4725 | 73228.3488 | 0 | 0 | 0.041284 | 3.9118e-08 | 0.081371 | 0.013829 | 0.24 | 0.71648 | 0 | 0.70812 | 0.002049 | 0 | #DIV/0! | #DIV/0! | #DIV/0! | #DIV/0! | 0 | 0 | 0 | 0
1981-12-23 | Dec | 23 | 16:00 | 26.06 | 230 | 1023.6221 | 61417.3248 | 0 | 0 | 0.041101 | 3.8788e-08 | 0.081706 | 0.013778 | 0.24 | 0.71596 | 0 | 0.7026 | 0.0020574 | 0 | #DIV/0! | #DIV/0! | #DIV/0! | #DIV/0! | 0 | 0 | 0 | 0
1981-12-23 | Dec | 23 | 17:00 | 23 | 220 | 905.5118 | 54330.7104 | 0 | 0 | 0.040817 | 3.8278e-08 | 0.082223 | 0.013698 | 0.24 | 0.71515 | 0 | 0.69415 | 0.0020704 | 0 | #DIV/0! | #DIV/0! | #DIV/0! | #DIV/0! | 0 | 0 | 0 | 0
1981-12-23 | Dec | 23 | 18:00 | 21.92 | 210 | 1023.6221 | 61417.3248 | 0 | 0 | 0.040717 | 3.8098e-08 | 0.082406 | 0.01367 | 0.24 | 0.71486 | 0 | 0.69119 | 0.002075 | 0 | #DIV/0! | #DIV/0! | #DIV/0! | #DIV/0! | 0 | 0 | 0 | 0
1981-12-23 | Dec | 23 | 19:00 | 21.02 | 230 | 1122.0473 | 67322.8368 | 0 | 0 | 0.040634 | 3.7948e-08 | 0.082558 | 0.013647 | 0.24 | 0.71462 | 0 | 0.68874 | 0.0020789 | 0 | #DIV/0! | #DIV/0! | #DIV/0! | #DIV/0! | 0 | 0 | 0 | 0
1981-12-23 | Dec | 23 | 20:00 | 21.02 | 200 | 1023.6221 | 61417.3248 | 0 | 0 | 0.040634 | 3.7948e-08 | 0.082558 | 0.013647 | 0.24 | 0.71462 | 0 | 0.68874 | 0.0020789 | 0 | #DIV/0! | #DIV/0! | #DIV/0! | #DIV/0! | 0 | 0 | 0 | 0
1981-12-23 | Dec | 23 | 21:00 | 19.04 | 220 | 1417.3229 | 85039.3728 | 0 | 0 | 0.040473 | 3.7644e-08 | 0.082899 | 0.013595 | 0.24 | 0.71448 | 0 | 0.68331 | 0.0020875 | 0 | #DIV/0! | #DIV/0! | #DIV/0! | #DIV/0! | 0 | 0 | 0 | 0
1981-12-23 | Dec | 23 | 22:00 | 19.04 | 220 | 1318.8977 | 79133.8608 | 0 | 0 | 0.040473 | 3.7644e-08 | 0.082899 | 0.013595 | 0.24 | 0.71448 | 0 | 0.68331 | 0.0020875 | 0 | #DIV/0! | #DIV/0! | #DIV/0! | #DIV/0! | 0 | 0 | 0 | 0
1981-12-23 | Dec | 23 | 23:00 | 17.96 | 230 | 1417.3229 | 85039.3728 | 0 | 0 | 0.040397 | 3.7494e-08 | 0.083089 | 0.013567 | 0.24 | 0.71463 | 0 | 0.68034 | 0.0020922 | 0 | #DIV/0! | #DIV/0! | #DIV/0! | #DIV/0! | 0 | 0 | 0 | 0
1981-12-23 | Dec | 23 | 24:00 | 19.04 | 230 | 1417.3229 | 85039.3728 | 0 | 0 | 0.040473 | 3.7644e-08 | 0.082899 | 0.013595 | 0.24 | 0.71448 | 0 | 0.68331 | 0.0020875 | 0 | #DIV/0! | #DIV/0! | #DIV/0! | #DIV/0! | 0 | 0 | 0 | 0
1981-12-24 | Dec | 24 | 1:00 | 19.04 | 220 | 1318.8977 | 79133.8608 | 0 | 0 | 0.040473 | 3.7644e-08 | 0.082899 | 0.013595 | 0.24 | 0.71448 | 0 | 0.68331 | 0.0020875 | 0 | #DIV/0! | #DIV/0! | #DIV/0! | #DIV/0! | 0 | 0 | 0 | 0
1981-12-24 | Dec | 24 | 2:00 | 19.94 | 220 | 1220.4725 | 73228.3488 | 0 | 0 | 0.040535 | 3.7769e-08 | 0.082741 | 0.013618 | 0.24 | 0.71436 | 0 | 0.6858 | 0.0020836 | 0 | #DIV/0! | #DIV/0! | #DIV/0! | #DIV/0! | 0 | 0 | 0 | 0
1981-12-24 | Dec | 24 | 3:00 | 19.94 | 210 | 1417.3229 | 85039.3728 | 0 | 0 | 0.040535 | 3.7769e-08 | 0.082741 | 0.013618 | 0.24 | 0.71436 | 0 | 0.6858 | 0.0020836 | 0 | #DIV/0! | #DIV/0! | #DIV/0! | #DIV/0! | 0 | 0 | 0 | 0
1981-12-24 | Dec | 24 | 4:00 | 19.94 | 230 | 1417.3229 | 85039.3728 | 0 | 0 | 0.040535 | 3.7769e-08 | 0.082741 | 0.013618 | 0.24 | 0.71436 | 0 | 0.6858 | 0.0020836 | 0 | #DIV/0! | #DIV/0! | #DIV/0! | #DIV/0! | 0 | 0 | 0 | 0
1981-12-24 | Dec | 24 | 5:00 | 19.94 | 230 | 1417.3229 | 85039.3728 | 0 | 0 | 0.040535 | 3.7769e-08 | 0.082741 | 0.013618 | 0.24 | 0.71436 | 0 | 0.6858 | 0.0020836 | 0 | #DIV/0! | #DIV/0! | #DIV/0! | #DIV/0! | 0 | 0 | 0 | 0
1981-12-24 | Dec | 24 | 6:00 | 19.94 | 230 | 1122.0473 | 67322.8368 | 0 | 0 | 0.040535 | 3.7769e-08 | 0.082741 | 0.013618 | 0.24 | 0.71436 | 0 | 0.6858 | 0.0020836 | 0 | #DIV/0! | #DIV/0! | #DIV/0! | #DIV/0! | 0 | 0 | 0 | 0
1981-12-24 | Dec | 24 | 7:00 | 19.04 | 220 | 905.5118 | 54330.7104 | 0 | 0 | 0.040473 | 3.7644e-08 | 0.082899 | 0.013595 | 0.24 | 0.71448 | 0 | 0.68331 | 0.0020875 | 0 | #DIV/0! | #DIV/0! | #DIV/0! | #DIV/0! | 0 | 0 | 0 | 0
1981-12-24 | Dec | 24 | 8:00 | 19.04 | 250 | 1318.8977 | 79133.8608 | 0 | 0 | 0.040473 | 3.7644e-08 | 0.082899 | 0.013595 | 0.24 | 0.71448 | 0 | 0.68331 | 0.0020875 | 0 | #DIV/0! | #DIV/0! | #DIV/0! | #DIV/0! | 0 | 0 | 0 | 0
1981-12-24 | Dec | 24 | 9:00 | 19.94 | 270 | 1220.4725 | 73228.3488 | 0 | 0 | 0.040535 | 3.7769e-08 | 0.082741 | 0.013618 | 0.24 | 0.71436 | 0 | 0.6858 | 0.0020836 | 0 | #DIV/0! | #DIV/0! | #DIV/0! | #DIV/0! | 0 | 0 | 0 | 0
1981-12-24 | Dec | 24 | 10:00 | 21.92 | 260 | 1122.0473 | 67322.8368 | 0 | 0 | 0.040717 | 3.8098e-08 | 0.082406 | 0.01367 | 0.24 | 0.71486 | 0 | 0.69119 | 0.002075 | 0 | #DIV/0! | #DIV/0! | #DIV/0! | #DIV/0! | 0 | 0 | 0 | 0
1981-12-24 | Dec | 24 | 11:00 | 24.08 | 240 | 1515.7481 | 90944.8848 | 0 | 0 | 0.040917 | 3.8458e-08 | 0.08204 | 0.013726 | 0.24 | 0.71544 | 0 | 0.69712 | 0.0020658 | 0 | #DIV/0! | #DIV/0! | #DIV/0! | #DIV/0! | 0 | 0 | 0 | 0
1981-12-24 | Dec | 24 | 12:00 | 26.06 | 260 | 1417.3229 | 85039.3728 | 0 | 0 | 0.041101 | 3.8788e-08 | 0.081706 | 0.013778 | 0.24 | 0.71596 | 0 | 0.7026 | 0.0020574 | 0 | #DIV/0! | #DIV/0! | #DIV/0! | #DIV/0! | 0 | 0 | 0 | 0
1981-12-24 | Dec | 24 | 13:00 | 28.04 | 220 | 807.0866 | 48425.1984 | 0 | 0 | 0.041284 | 3.9118e-08 | 0.081371 | 0.013829 | 0.24 | 0.71648 | 0 | 0.70812 | 0.002049 | 0 | #DIV/0! | #DIV/0! | #DIV/0! | #DIV/0! | 0 | 0 | 0 | 0
1981-12-24 | Dec | 24 | 14:00 | 28.94 | 230 | 807.0866 | 48425.1984 | 0 | 0 | 0.041368 | 3.9268e-08 | 0.081219 | 0.013852 | 0.24 | 0.71671 | 0 | 0.71065 | 0.0020452 | 0 | #DIV/0! | #DIV/0! | #DIV/0! | #DIV/0! | 0 | 0 | 0 | 0
1981-12-24 | Dec | 24 | 15:00 | 28.94 | 220 | 1122.0473 | 67322.8368 | 0 | 0 | 0.041368 | 3.9268e-08 | 0.081219 | 0.013852 | 0.24 | 0.71671 | 0 | 0.71065 | 0.0020452 | 0 | #DIV/0! | #DIV/0! | #DIV/0! | #DIV/0! | 0 | 0 | 0 | 0
1981-12-24 | Dec | 24 | 16:00 | 26.96 | 210 | 1220.4725 | 73228.3488 | 0 | 0 | 0.041184 | 3.8938e-08 | 0.081554 | 0.013801 | 0.24 | 0.7162 | 0 | 0.70511 | 0.0020536 | 0 | #DIV/0! | #DIV/0! | #DIV/0! | #DIV/0! | 0 | 0 | 0 | 0
1981-12-24 | Dec | 24 | 17:00 | 26.06 | 290 | 1023.6221 | 61417.3248 | 0 | 0 | 0.041101 | 3.8788e-08 | 0.081706 | 0.013778 | 0.24 | 0.71596 | 0 | 0.7026 | 0.0020574 | 0 | #DIV/0! | #DIV/0! | #DIV/0! | #DIV/0! | 0 | 0 | 0 | 0
1981-12-24 | Dec | 24 | 18:00 | 21.92 | 200 | 1023.6221 | 61417.3248 | 0 | 0 | 0.040717 | 3.8098e-08 | 0.082406 | 0.01367 | 0.24 | 0.71486 | 0 | 0.69119 | 0.002075 | 0 | #DIV/0! | #DIV/0! | #DIV/0! | #DIV/0! | 0 | 0 | 0 | 0
1981-12-24 | Dec | 24 | 19:00 | 21.02 | 210 | 1318.8977 | 79133.8608 | 0 | 0 | 0.040634 | 3.7948e-08 | 0.082558 | 0.013647 | 0.24 | 0.71462 | 0 | 0.68874 | 0.0020789 | 0 | #DIV/0! | #DIV/0! | #DIV/0! | #DIV/0! | 0 | 0 | 0 | 0
1981-12-24 | Dec | 24 | 20:00 | 19.94 | 210 | 1122.0473 | 67322.8368 | 0 | 0 | 0.040535 | 3.7769e-08 | 0.082741 | 0.013618 | 0.24 | 0.71436 | 0 | 0.6858 | 0.0020836 | 0 | #DIV/0! | #DIV/0! | #DIV/0! | #DIV/0! | 0 | 0 | 0 | 0
1981-12-24 | Dec | 24 | 21:00 | 19.94 | 200 | 1318.8977 | 79133.8608 | 0 | 0 | 0.040535 | 3.7769e-08 | 0.082741 | 0.013618 | 0.24 | 0.71436 | 0 | 0.6858 | 0.0020836 | 0 | #DIV/0! | #DIV/0! | #DIV/0! | #DIV/0! | 0 | 0 | 0 | 0
1981-12-24 | Dec | 24 | 22:00 | 17.06 | 210 | 1023.6221 | 61417.3248 | 0 | 0 | 0.040335 | 3.7369e-08 | 0.083247 | 0.013544 | 0.24 | 0.71476 | 0 | 0.67788 | 0.0020962 | 0 | #DIV/0! | #DIV/0! | #DIV/0! | #DIV/0! | 0 | 0 | 0 | 0
1981-12-24 | Dec | 24 | 23:00 | 15.98 | 230 | 1023.6221 | 61417.3248 | 0 | 0 | 0.04026 | 3.7219e-08 | 0.083438 | 0.013515 | 0.24 | 0.71491 | 0 | 0.67493 | 0.0021009 | 0 | #DIV/0! | #DIV/0! | #DIV/0! | #DIV/0! | 0 | 0 | 0 | 0
1981-12-24 | Dec | 24 | 24:00 | 15.08 | 210 | 1023.6221 | 61417.3248 | 0 | 0 | 0.040197 | 3.7094e-08 | 0.083596 | 0.013492 | 0.24 | 0.71504 | 0 | 0.67248 | 0.0021049 | 0 | #DIV/0! | #DIV/0! | #DIV/0! | #DIV/0! | 0 | 0 | 0 | 0
1981-12-25 | Dec | 25 | 1:00 | 15.98 | 230 | 1220.4725 | 73228.3488 | 0 | 0 | 0.04026 | 3.7219e-08 | 0.083438 | 0.013515 | 0.24 | 0.71491 | 0 | 0.67493 | 0.0021009 | 0 | #DIV/0! | #DIV/0! | #DIV/0! | #DIV/0! | 0 | 0 | 0 | 0
1981-12-25 | Dec | 25 | 2:00 | 17.96 | 210 | 610.2362 | 36614.1744 | 0 | 0 | 0.040397 | 3.7494e-08 | 0.083089 | 0.013567 | 0.24 | 0.71463 | 0 | 0.68034 | 0.0020922 | 0 | #DIV/0! | #DIV/0! | #DIV/0! | #DIV/0! | 0 | 0 | 0 | 0
1981-12-25 | Dec | 25 | 3:00 | 19.04 | 230 | 807.0866 | 48425.1984 | 0 | 0 | 0.040473 | 3.7644e-08 | 0.082899 | 0.013595 | 0.24 | 0.71448 | 0 | 0.68331 | 0.0020875 | 0 | #DIV/0! | #DIV/0! | #DIV/0! | #DIV/0! | 0 | 0 | 0 | 0
1981-12-25 | Dec | 25 | 4:00 | 17.06 | 210 | 807.0866 | 48425.1984 | 0 | 0 | 0.040335 | 3.7369e-08 | 0.083247 | 0.013544 | 0.24 | 0.71476 | 0 | 0.67788 | 0.0020962 | 0 | #DIV/0! | #DIV/0! | #DIV/0! | #DIV/0! | 0 | 0 | 0 | 0
1981-12-25 | Dec | 25 | 5:00 | 15.08 | 210 | 295.2756 | 17716.536 | 0 | 0 | 0.040197 | 3.7094e-08 | 0.083596 | 0.013492 | 0.24 | 0.71504 | 0 | 0.67248 | 0.0021049 | 0 | #DIV/0! | #DIV/0! | #DIV/0! | #DIV/0! | 0 | 0 | 0 | 0
1981-12-25 | Dec | 25 | 6:00 | 15.08 | 210 | 413.3858 | 24803.1504 | 0 | 0 | 0.040197 | 3.7094e-08 | 0.083596 | 0.013492 | 0.24 | 0.71504 | 0 | 0.67248 | 0.0021049 | 0 | #DIV/0! | #DIV/0! | #DIV/0! | #DIV/0! | 0 | 0 | 0 | 0
1981-12-25 | Dec | 25 | 7:00 | 15.08 | 220 | 610.2362 | 36614.1744 | 0 | 0 | 0.040197 | 3.7094e-08 | 0.083596 | 0.013492 | 0.24 | 0.71504 | 0 | 0.67248 | 0.0021049 | 0 | #DIV/0! | #DIV/0! | #DIV/0! | #DIV/0! | 0 | 0 | 0 | 0
1981-12-25 | Dec | 25 | 8:00 | 15.98 | 200 | 807.0866 | 48425.1984 | 0 | 0 | 0.04026 | 3.7219e-08 | 0.083438 | 0.013515 | 0.24 | 0.71491 | 0 | 0.67493 | 0.0021009 | 0 | #DIV/0! | #DIV/0! | #DIV/0! | #DIV/0! | 0 | 0 | 0 | 0
1981-12-25 | Dec | 25 | 9:00 | 19.94 | 220 | 610.2362 | 36614.1744 | 0 | 0 | 0.040535 | 3.7769e-08 | 0.082741 | 0.013618 | 0.24 | 0.71436 | 0 | 0.6858 | 0.0020836 | 0 | #DIV/0! | #DIV/0! | #DIV/0! | #DIV/0! | 0 | 0 | 0 | 0
1981-12-25 | Dec | 25 | 10:00 | 24.98 | 250 | 511.811 | 30708.6624 | 0 | 0 | 0.041001 | 3.8608e-08 | 0.081888 | 0.013749 | 0.24 | 0.71568 | 0 | 0.6996 | 0.0020619 | 0 | #DIV/0! | #DIV/0! | #DIV/0! | #DIV/0! | 0 | 0 | 0 | 0
1981-12-25 | Dec | 25 | 11:00 | 28.04 | 250 | 1023.6221 | 61417.3248 | 0 | 0 | 0.041284 | 3.9118e-08 | 0.081371 | 0.013829 | 0.24 | 0.71648 | 0 | 0.70812 | 0.002049 | 0 | #DIV/0! | #DIV/0! | #DIV/0! | #DIV/0! | 0 | 0 | 0 | 0
1981-12-25 | Dec | 25 | 12:00 | 30.92 | 190 | 905.5118 | 54330.7104 | 0 | 0 | 0.041487 | 3.9547e-08 | 0.080891 | 0.013904 | 0.24 | 0.71612 | 0 | 0.71619 | 0.002037 | 0 | #DIV/0! | #DIV/0! | #DIV/0! | #DIV/0! | 0 | 0 | 0 | 0
1981-12-25 | Dec | 25 | 13:00 | 32 | 240 | 807.0866 | 48425.1984 | 0 | 0 | 0.041512 | 3.9667e-08 | 0.080716 | 0.013932 | 0.24 | 0.71511 | 0 | 0.71919 | 0.0020325 | 0 | #DIV/0! | #DIV/0! | #DIV/0! | #DIV/0! | 0 | 0 | 0 | 0
1981-12-25 | Dec | 25 | 14:00 | 33.98 | 220 | 610.2362 | 36614.1744 | 0 | 0 | 0.041558 | 3.9887e-08 | 0.080395 | 0.013983 | 0.24 | 0.71327 | 0 | 0.72473 | 0.0020244 | 0 | #DIV/0! | #DIV/0! | #DIV/0! | #DIV/0! | 0 | 0 | 0 | 0
1981-12-25 | Dec | 25 | 15:00 | 33.08 | 210 | 295.2756 | 17716.536 | 0 | 0 | 0.041537 | 3.9787e-08 | 0.080541 | 0.01396 | 0.24 | 0.7141 | 0 | 0.7222 | 0.0020281 | 0 | #DIV/0! | #DIV/0! | #DIV/0! | #DIV/0! | 0 | 0 | 0 | 0
1981-12-25 | Dec | 25 | 16:00 | 32 | 190 | 708.6614 | 42519.6864 | 0 | 0 | 0.041512 | 3.9667e-08 | 0.080716 | 0.013932 | 0.24 | 0.71511 | 0 | 0.71919 | 0.0020325 | 0 | #DIV/0! | #DIV/0! | #DIV/0! | #DIV/0! | 0 | 0 | 0 | 0
1981-12-25 | Dec | 25 | 17:00 | 28.04 | 220 | 295.2756 | 17716.536 | 0 | 0 | 0.041284 | 3.9118e-08 | 0.081371 | 0.013829 | 0.24 | 0.71648 | 0 | 0.70812 | 0.002049 | 0 | #DIV/0! | #DIV/0! | #DIV/0! | #DIV/0! | 0 | 0 | 0 | 0
1981-12-25 | Dec | 25 | 18:00 | 26.06 | 150 | 511.811 | 30708.6624 | 0 | 0 | 0.041101 | 3.8788e-08 | 0.081706 | 0.013778 | 0.24 | 0.71596 | 0 | 0.7026 | 0.0020574 | 0 | #DIV/0! | #DIV/0! | #DIV/0! | #DIV/0! | 0 | 0 | 0 | 0
1981-12-25 | Dec | 25 | 19:00 | 24.98 | 180 | 295.2756 | 17716.536 | 0 | 0 | 0.041001 | 3.8608e-08 | 0.081888 | 0.013749 | 0.24 | 0.71568 | 0 | 0.6996 | 0.0020619 | 0 | #DIV/0! | #DIV/0! | #DIV/0! | #DIV/0! | 0 | 0 | 0 | 0
1981-12-25 | Dec | 25 | 20:00 | 24.08 | 120 | 413.3858 | 24803.1504 | 0 | 0 | 0.040917 | 3.8458e-08 | 0.08204 | 0.013726 | 0.24 | 0.71544 | 0 | 0.69712 | 0.0020658 | 0 | #DIV/0! | #DIV/0! | #DIV/0! | #DIV/0! | 0 | 0 | 0 | 0
1981-12-25 | Dec | 25 | 21:00 | 23 | 120 | 511.811 | 30708.6624 | 0 | 0 | 0.040817 | 3.8278e-08 | 0.082223 | 0.013698 | 0.24 | 0.71515 | 0 | 0.69415 | 0.0020704 | 0 | #DIV/0! | #DIV/0! | #DIV/0! | #DIV/0! | 0 | 0 | 0 | 0
1981-12-25 | Dec | 25 | 22:00 | 24.08 | 160 | 413.3858 | 24803.1504 | 0 | 0 | 0.040917 | 3.8458e-08 | 0.08204 | 0.013726 | 0.24 | 0.71544 | 0 | 0.69712 | 0.0020658 | 0 | #DIV/0! | #DIV/0! | #DIV/0! | #DIV/0! | 0 | 0 | 0 | 0
1981-12-25 | Dec | 25 | 23:00 | 24.98 | 150 | 413.3858 | 24803.1504 | 0 | 0 | 0.041001 | 3.8608e-08 | 0.081888 | 0.013749 | 0.24 | 0.71568 | 0 | 0.6996 | 0.0020619 | 0 | #DIV/0! | #DIV/0! | #DIV/0! | #DIV/0! | 0 | 0 | 0 | 0
1981-12-25 | Dec | 25 | 24:00 | 24.08 | 160 | 413.3858 | 24803.1504 | 0 | 0 | 0.040917 | 3.8458e-08 | 0.08204 | 0.013726 | 0.24 | 0.71544 | 0 | 0.69712 | 0.0020658 | 0 | #DIV/0! | #DIV/0! | #DIV/0! | #DIV/0! | 0 | 0 | 0 | 0
1981-12-26 | Dec | 26 | 1:00 | 23 | 0 | 0 | 0 | 0 | 0 | 0.040817 | 3.8278e-08 | 0.082223 | 0.013698 | 0.24 | 0.71515 | 0 | 0.69415 | 0.0020704 | 0 | #DIV/0! | #DIV/0! | #DIV/0! | #DIV/0! | 0 | 0 | 0 | 0
1981-12-26 | Dec | 26 | 2:00 | 26.06 | 0 | 0 | 0 | 0 | 0 | 0.041101 | 3.8788e-08 | 0.081706 | 0.013778 | 0.24 | 0.71596 | 0 | 0.7026 | 0.0020574 | 0 | #DIV/0! | #DIV/0! | #DIV/0! | #DIV/0! | 0 | 0 | 0 | 0
1981-12-26 | Dec | 26 | 3:00 | 26.06 | 120 | 413.3858 | 24803.1504 | 0 | 0 | 0.041101 | 3.8788e-08 | 0.081706 | 0.013778 | 0.24 | 0.71596 | 0 | 0.7026 | 0.0020574 | 0 | #DIV/0! | #DIV/0! | #DIV/0! | #DIV/0! | 0 | 0 | 0 | 0
1981-12-26 | Dec | 26 | 4:00 | 28.04 | 150 | 413.3858 | 24803.1504 | 0 | 0 | 0.041284 | 3.9118e-08 | 0.081371 | 0.013829 | 0.24 | 0.71648 | 0 | 0.70812 | 0.002049 | 0 | #DIV/0! | #DIV/0! | #DIV/0! | #DIV/0! | 0 | 0 | 0 | 0
1981-12-26 | Dec | 26 | 5:00 | 28.94 | 100 | 413.3858 | 24803.1504 | 0 | 0 | 0.041368 | 3.9268e-08 | 0.081219 | 0.013852 | 0.24 | 0.71671 | 0 | 0.71065 | 0.0020452 | 0 | #DIV/0! | #DIV/0! | #DIV/0! | #DIV/0! | 0 | 0 | 0 | 0
1981-12-26 | Dec | 26 | 6:00 | 23 | 110 | 413.3858 | 24803.1504 | 0 | 0 | 0.040817 | 3.8278e-08 | 0.082223 | 0.013698 | 0.24 | 0.71515 | 0 | 0.69415 | 0.0020704 | 0 | #DIV/0! | #DIV/0! | #DIV/0! | #DIV/0! | 0 | 0 | 0 | 0
1981-12-26 | Dec | 26 | 7:00 | 24.08 | 110 | 610.2362 | 36614.1744 | 0 | 0 | 0.040917 | 3.8458e-08 | 0.08204 | 0.013726 | 0.24 | 0.71544 | 0 | 0.69712 | 0.0020658 | 0 | #DIV/0! | #DIV/0! | #DIV/0! | #DIV/0! | 0 | 0 | 0 | 0
1981-12-26 | Dec | 26 | 8:00 | 26.06 | 140 | 413.3858 | 24803.1504 | 0 | 0 | 0.041101 | 3.8788e-08 | 0.081706 | 0.013778 | 0.24 | 0.71596 | 0 | 0.7026 | 0.0020574 | 0 | #DIV/0! | #DIV/0! | #DIV/0! | #DIV/0! | 0 | 0 | 0 | 0
1981-12-26 | Dec | 26 | 9:00 | 30.02 | 130 | 610.2362 | 36614.1744 | 0 | 0 | 0.041466 | 3.9447e-08 | 0.081037 | 0.013881 | 0.24 | 0.71697 | 0 | 0.71369 | 0.0020407 | 0 | #DIV/0! | #DIV/0! | #DIV/0! | #DIV/0! | 0 | 0 | 0 | 0
1981-12-26 | Dec | 26 | 10:00 | 30.92 | 120 | 511.811 | 30708.6624 | 0 | 0 | 0.041487 | 3.9547e-08 | 0.080891 | 0.013904 | 0.24 | 0.71612 | 0 | 0.71619 | 0.002037 | 0 | #DIV/0! | #DIV/0! | #DIV/0! | #DIV/0! | 0 | 0 | 0 | 0
1981-12-26 | Dec | 26 | 11:00 | 33.08 | 140 | 1023.6221 | 61417.3248 | 0 | 0 | 0.041537 | 3.9787e-08 | 0.080541 | 0.01396 | 0.24 | 0.7141 | 0 | 0.7222 | 0.0020281 | 0 | #DIV/0! | #DIV/0! | #DIV/0! | #DIV/0! | 0 | 0 | 0 | 0
1981-12-26 | Dec | 26 | 12:00 | 30.92 | 100 | 807.0866 | 48425.1984 | 0 | 0 | 0.041487 | 3.9547e-08 | 0.080891 | 0.013904 | 0.24 | 0.71612 | 0 | 0.71619 | 0.002037 | 0 | #DIV/0! | #DIV/0! | #DIV/0! | #DIV/0! | 0 | 0 | 0 | 0
1981-12-26 | Dec | 26 | 13:00 | 33.98 | 110 | 1023.6221 | 61417.3248 | 0 | 0 | 0.041558 | 3.9887e-08 | 0.080395 | 0.013983 | 0.24 | 0.71327 | 0 | 0.72473 | 0.0020244 | 0 | #DIV/0! | #DIV/0! | #DIV/0! | #DIV/0! | 0 | 0 | 0 | 0
1981-12-26 | Dec | 26 | 14:00 | 33.98 | 110 | 905.5118 | 54330.7104 | 0 | 0 | 0.041558 | 3.9887e-08 | 0.080395 | 0.013983 | 0.24 | 0.71327 | 0 | 0.72473 | 0.0020244 | 0 | #DIV/0! | #DIV/0! | #DIV/0! | #DIV/0! | 0 | 0 | 0 | 0
1981-12-26 | Dec | 26 | 15:00 | 33.98 | 140 | 1220.4725 | 73228.3488 | 0 | 0 | 0.041558 | 3.9887e-08 | 0.080395 | 0.013983 | 0.24 | 0.71327 | 0 | 0.72473 | 0.0020244 | 0 | #DIV/0! | #DIV/0! | #DIV/0! | #DIV/0! | 0 | 0 | 0 | 0
1981-12-26 | Dec | 26 | 16:00 | 33.98 | 130 | 1023.6221 | 61417.3248 | 0 | 0 | 0.041558 | 3.9887e-08 | 0.080395 | 0.013983 | 0.24 | 0.71327 | 0 | 0.72473 | 0.0020244 | 0 | #DIV/0! | #DIV/0! | #DIV/0! | #DIV/0! | 0 | 0 | 0 | 0
1981-12-26 | Dec | 26 | 17:00 | 33.98 | 150 | 1122.0473 | 67322.8368 | 0 | 0 | 0.041558 | 3.9887e-08 | 0.080395 | 0.013983 | 0.24 | 0.71327 | 0 | 0.72473 | 0.0020244 | 0 | #DIV/0! | #DIV/0! | #DIV/0! | #DIV/0! | 0 | 0 | 0 | 0
1981-12-26 | Dec | 26 | 18:00 | 33.98 | 150 | 1122.0473 | 67322.8368 | 0 | 0 | 0.041558 | 3.9887e-08 | 0.080395 | 0.013983 | 0.24 | 0.71327 | 0 | 0.72473 | 0.0020244 | 0 | #DIV/0! | #DIV/0! | #DIV/0! | #DIV/0! | 0 | 0 | 0 | 0
1981-12-26 | Dec | 26 | 19:00 | 33.98 | 170 | 1318.8977 | 79133.8608 | 0 | 0 | 0.041558 | 3.9887e-08 | 0.080395 | 0.013983 | 0.24 | 0.71327 | 0 | 0.72473 | 0.0020244 | 0 | #DIV/0! | #DIV/0! | #DIV/0! | #DIV/0! | 0 | 0 | 0 | 0
1981-12-26 | Dec | 26 | 20:00 | 33.98 | 210 | 807.0866 | 48425.1984 | 0 | 0 | 0.041558 | 3.9887e-08 | 0.080395 | 0.013983 | 0.24 | 0.71327 | 0 | 0.72473 | 0.0020244 | 0 | #DIV/0! | #DIV/0! | #DIV/0! | #DIV/0! | 0 | 0 | 0 | 0
1981-12-26 | Dec | 26 | 21:00 | 33.08 | 200 | 1023.6221 | 61417.3248 | 0 | 0 | 0.041537 | 3.9787e-08 | 0.080541 | 0.01396 | 0.24 | 0.7141 | 0 | 0.7222 | 0.0020281 | 0 | #DIV/0! | #DIV/0! | #DIV/0! | #DIV/0! | 0 | 0 | 0 | 0
1981-12-26 | Dec | 26 | 22:00 | 32 | 220 | 708.6614 | 42519.6864 | 0 | 0 | 0.041512 | 3.9667e-08 | 0.080716 | 0.013932 | 0.24 | 0.71511 | 0 | 0.71919 | 0.0020325 | 0 | #DIV/0! | #DIV/0! | #DIV/0! | #DIV/0! | 0 | 0 | 0 | 0
1981-12-26 | Dec | 26 | 23:00 | 30.02 | 240 | 610.2362 | 36614.1744 | 0 | 0 | 0.041466 | 3.9447e-08 | 0.081037 | 0.013881 | 0.24 | 0.71697 | 0 | 0.71369 | 0.0020407 | 0 | #DIV/0! | #DIV/0! | #DIV/0! | #DIV/0! | 0 | 0 | 0 | 0
1981-12-26 | Dec | 26 | 24:00 | 28.94 | 250 | 610.2362 | 36614.1744 | 0 | 0 | 0.041368 | 3.9268e-08 | 0.081219 | 0.013852 | 0.24 | 0.71671 | 0 | 0.71065 | 0.0020452 | 0 | #DIV/0! | #DIV/0! | #DIV/0! | #DIV/0! | 0 | 0 | 0 | 0
1981-12-27 | Dec | 27 | 1:00 | 26.96 | 270 | 413.3858 | 24803.1504 | 0 | 0 | 0.041184 | 3.8938e-08 | 0.081554 | 0.013801 | 0.24 | 0.7162 | 0 | 0.70511 | 0.0020536 | 0 | #DIV/0! | #DIV/0! | #DIV/0! | #DIV/0! | 0 | 0 | 0 | 0
1981-12-27 | Dec | 27 | 2:00 | 28.04 | 130 | 295.2756 | 17716.536 | 0 | 0 | 0.041284 | 3.9118e-08 | 0.081371 | 0.013829 | 0.24 | 0.71648 | 0 | 0.70812 | 0.002049 | 0 | #DIV/0! | #DIV/0! | #DIV/0! | #DIV/0! | 0 | 0 | 0 | 0
1981-12-27 | Dec | 27 | 3:00 | 26.96 | 0 | 0 | 0 | 0 | 0 | 0.041184 | 3.8938e-08 | 0.081554 | 0.013801 | 0.24 | 0.7162 | 0 | 0.70511 | 0.0020536 | 0 | #DIV/0! | #DIV/0! | #DIV/0! | #DIV/0! | 0 | 0 | 0 | 0
1981-12-27 | Dec | 27 | 4:00 | 26.96 | 260 | 708.6614 | 42519.6864 | 0 | 0 | 0.041184 | 3.8938e-08 | 0.081554 | 0.013801 | 0.24 | 0.7162 | 0 | 0.70511 | 0.0020536 | 0 | #DIV/0! | #DIV/0! | #DIV/0! | #DIV/0! | 0 | 0 | 0 | 0
1981-12-27 | Dec | 27 | 5:00 | 28.04 | 270 | 807.0866 | 48425.1984 | 0 | 0 | 0.041284 | 3.9118e-08 | 0.081371 | 0.013829 | 0.24 | 0.71648 | 0 | 0.70812 | 0.002049 | 0 | #DIV/0! | #DIV/0! | #DIV/0! | #DIV/0! | 0 | 0 | 0 | 0
1981-12-27 | Dec | 27 | 6:00 | 26.96 | 260 | 905.5118 | 54330.7104 | 0 | 0 | 0.041184 | 3.8938e-08 | 0.081554 | 0.013801 | 0.24 | 0.7162 | 0 | 0.70511 | 0.0020536 | 0 | #DIV/0! | #DIV/0! | #DIV/0! | #DIV/0! | 0 | 0 | 0 | 0
1981-12-27 | Dec | 27 | 7:00 | 28.94 | 260 | 1122.0473 | 67322.8368 | 0 | 0 | 0.041368 | 3.9268e-08 | 0.081219 | 0.013852 | 0.24 | 0.71671 | 0 | 0.71065 | 0.0020452 | 0 | #DIV/0! | #DIV/0! | #DIV/0! | #DIV/0! | 0 | 0 | 0 | 0
1981-12-27 | Dec | 27 | 8:00 | 28.94 | 260 | 1318.8977 | 79133.8608 | 0 | 0 | 0.041368 | 3.9268e-08 | 0.081219 | 0.013852 | 0.24 | 0.71671 | 0 | 0.71065 | 0.0020452 | 0 | #DIV/0! | #DIV/0! | #DIV/0! | #DIV/0! | 0 | 0 | 0 | 0
1981-12-27 | Dec | 27 | 9:00 | 30.02 | 260 | 1417.3229 | 85039.3728 | 0 | 0 | 0.041466 | 3.9447e-08 | 0.081037 | 0.013881 | 0.24 | 0.71697 | 0 | 0.71369 | 0.0020407 | 0 | #DIV/0! | #DIV/0! | #DIV/0! | #DIV/0! | 0 | 0 | 0 | 0
1981-12-27 | Dec | 27 | 10:00 | 30.02 | 260 | 1732.2835 | 103937.0112 | 0 | 0 | 0.041466 | 3.9447e-08 | 0.081037 | 0.013881 | 0.24 | 0.71697 | 0 | 0.71369 | 0.0020407 | 0 | #DIV/0! | #DIV/0! | #DIV/0! | #DIV/0! | 0 | 0 | 0 | 0
1981-12-27 | Dec | 27 | 11:00 | 30.02 | 270 | 1614.1733 | 96850.3968 | 0 | 0 | 0.041466 | 3.9447e-08 | 0.081037 | 0.013881 | 0.24 | 0.71697 | 0 | 0.71369 | 0.0020407 | 0 | #DIV/0! | #DIV/0! | #DIV/0! | #DIV/0! | 0 | 0 | 0 | 0
1981-12-27 | Dec | 27 | 12:00 | 30.92 | 250 | 1515.7481 | 90944.8848 | 0 | 0 | 0.041487 | 3.9547e-08 | 0.080891 | 0.013904 | 0.24 | 0.71612 | 0 | 0.71619 | 0.002037 | 0 | #DIV/0! | #DIV/0! | #DIV/0! | #DIV/0! | 0 | 0 | 0 | 0
1981-12-27 | Dec | 27 | 13:00 | 30.92 | 260 | 1614.1733 | 96850.3968 | 0 | 0 | 0.041487 | 3.9547e-08 | 0.080891 | 0.013904 | 0.24 | 0.71612 | 0 | 0.71619 | 0.002037 | 0 | #DIV/0! | #DIV/0! | #DIV/0! | #DIV/0! | 0 | 0 | 0 | 0
1981-12-27 | Dec | 27 | 14:00 | 30.02 | 270 | 1614.1733 | 96850.3968 | 0 | 0 | 0.041466 | 3.9447e-08 | 0.081037 | 0.013881 | 0.24 | 0.71697 | 0 | 0.71369 | 0.0020407 | 0 | #DIV/0! | #DIV/0! | #DIV/0! | #DIV/0! | 0 | 0 | 0 | 0
1981-12-27 | Dec | 27 | 15:00 | 30.92 | 250 | 1023.6221 | 61417.3248 | 0 | 0 | 0.041487 | 3.9547e-08 | 0.080891 | 0.013904 | 0.24 | 0.71612 | 0 | 0.71619 | 0.002037 | 0 | #DIV/0! | #DIV/0! | #DIV/0! | #DIV/0! | 0 | 0 | 0 | 0
1981-12-27 | Dec | 27 | 16:00 | 28.94 | 260 | 1122.0473 | 67322.8368 | 0 | 0 | 0.041368 | 3.9268e-08 | 0.081219 | 0.013852 | 0.24 | 0.71671 | 0 | 0.71065 | 0.0020452 | 0 | #DIV/0! | #DIV/0! | #DIV/0! | #DIV/0! | 0 | 0 | 0 | 0
1981-12-27 | Dec | 27 | 17:00 | 26.96 | 260 | 610.2362 | 36614.1744 | 0 | 0 | 0.041184 | 3.8938e-08 | 0.081554 | 0.013801 | 0.24 | 0.7162 | 0 | 0.70511 | 0.0020536 | 0 | #DIV/0! | #DIV/0! | #DIV/0! | #DIV/0! | 0 | 0 | 0 | 0
1981-12-27 | Dec | 27 | 18:00 | 23 | 220 | 295.2756 | 17716.536 | 0 | 0 | 0.040817 | 3.8278e-08 | 0.082223 | 0.013698 | 0.24 | 0.71515 | 0 | 0.69415 | 0.0020704 | 0 | #DIV/0! | #DIV/0! | #DIV/0! | #DIV/0! | 0 | 0 | 0 | 0
1981-12-27 | Dec | 27 | 19:00 | 23 | 220 | 413.3858 | 24803.1504 | 0 | 0 | 0.040817 | 3.8278e-08 | 0.082223 | 0.013698 | 0.24 | 0.71515 | 0 | 0.69415 | 0.0020704 | 0 | #DIV/0! | #DIV/0! | #DIV/0! | #DIV/0! | 0 | 0 | 0 | 0
1981-12-27 | Dec | 27 | 20:00 | 23 | 210 | 708.6614 | 42519.6864 | 0 | 0 | 0.040817 | 3.8278e-08 | 0.082223 | 0.013698 | 0.24 | 0.71515 | 0 | 0.69415 | 0.0020704 | 0 | #DIV/0! | #DIV/0! | #DIV/0! | #DIV/0! | 0 | 0 | 0 | 0
1981-12-27 | Dec | 27 | 21:00 | 24.08 | 230 | 807.0866 | 48425.1984 | 0 | 0 | 0.040917 | 3.8458e-08 | 0.08204 | 0.013726 | 0.24 | 0.71544 | 0 | 0.69712 | 0.0020658 | 0 | #DIV/0! | #DIV/0! | #DIV/0! | #DIV/0! | 0 | 0 | 0 | 0
1981-12-27 | Dec | 27 | 22:00 | 24.98 | 190 | 610.2362 | 36614.1744 | 0 | 0 | 0.041001 | 3.8608e-08 | 0.081888 | 0.013749 | 0.24 | 0.71568 | 0 | 0.6996 | 0.0020619 | 0 | #DIV/0! | #DIV/0! | #DIV/0! | #DIV/0! | 0 | 0 | 0 | 0
1981-12-27 | Dec | 27 | 23:00 | 23 | 210 | 511.811 | 30708.6624 | 0 | 0 | 0.040817 | 3.8278e-08 | 0.082223 | 0.013698 | 0.24 | 0.71515 | 0 | 0.69415 | 0.0020704 | 0 | #DIV/0! | #DIV/0! | #DIV/0! | #DIV/0! | 0 | 0 | 0 | 0
1981-12-27 | Dec | 27 | 24:00 | 19.94 | 230 | 610.2362 | 36614.1744 | 0 | 0 | 0.040535 | 3.7769e-08 | 0.082741 | 0.013618 | 0.24 | 0.71436 | 0 | 0.6858 | 0.0020836 | 0 | #DIV/0! | #DIV/0! | #DIV/0! | #DIV/0! | 0 | 0 | 0 | 0
1981-12-28 | Dec | 28 | 1:00 | 19.04 | 230 | 413.3858 | 24803.1504 | 0 | 0 | 0.040473 | 3.7644e-08 | 0.082899 | 0.013595 | 0.24 | 0.71448 | 0 | 0.68331 | 0.0020875 | 0 | #DIV/0! | #DIV/0! | #DIV/0! | #DIV/0! | 0 | 0 | 0 | 0
1981-12-28 | Dec | 28 | 2:00 | 21.02 | 240 | 413.3858 | 24803.1504 | 0 | 0 | 0.040634 | 3.7948e-08 | 0.082558 | 0.013647 | 0.24 | 0.71462 | 0 | 0.68874 | 0.0020789 | 0 | #DIV/0! | #DIV/0! | #DIV/0! | #DIV/0! | 0 | 0 | 0 | 0
1981-12-28 | Dec | 28 | 3:00 | 23 | 200 | 295.2756 | 17716.536 | 0 | 0 | 0.040817 | 3.8278e-08 | 0.082223 | 0.013698 | 0.24 | 0.71515 | 0 | 0.69415 | 0.0020704 | 0 | #DIV/0! | #DIV/0! | #DIV/0! | #DIV/0! | 0 | 0 | 0 | 0
1981-12-28 | Dec | 28 | 4:00 | 23 | 170 | 295.2756 | 17716.536 | 0 | 0 | 0.040817 | 3.8278e-08 | 0.082223 | 0.013698 | 0.24 | 0.71515 | 0 | 0.69415 | 0.0020704 | 0 | #DIV/0! | #DIV/0! | #DIV/0! | #DIV/0! | 0 | 0 | 0 | 0
1981-12-28 | Dec | 28 | 5:00 | 23 | 190 | 295.2756 | 17716.536 | 0 | 0 | 0.040817 | 3.8278e-08 | 0.082223 | 0.013698 | 0.24 | 0.71515 | 0 | 0.69415 | 0.0020704 | 0 | #DIV/0! | #DIV/0! | #DIV/0! | #DIV/0! | 0 | 0 | 0 | 0
1981-12-28 | Dec | 28 | 6:00 | 23 | 270 | 295.2756 | 17716.536 | 0 | 0 | 0.040817 | 3.8278e-08 | 0.082223 | 0.013698 | 0.24 | 0.71515 | 0 | 0.69415 | 0.0020704 | 0 | #DIV/0! | #DIV/0! | #DIV/0! | #DIV/0! | 0 | 0 | 0 | 0
1981-12-28 | Dec | 28 | 7:00 | 23 | 0 | 0 | 0 | 0 | 0 | 0.040817 | 3.8278e-08 | 0.082223 | 0.013698 | 0.24 | 0.71515 | 0 | 0.69415 | 0.0020704 | 0 | #DIV/0! | #DIV/0! | #DIV/0! | #DIV/0! | 0 | 0 | 0 | 0
1981-12-28 | Dec | 28 | 8:00 | 23 | 0 | 0 | 0 | 0 | 0 | 0.040817 | 3.8278e-08 | 0.082223 | 0.013698 | 0.24 | 0.71515 | 0 | 0.69415 | 0.0020704 | 0 | #DIV/0! | #DIV/0! | #DIV/0! | #DIV/0! | 0 | 0 | 0 | 0
1981-12-28 | Dec | 28 | 9:00 | 24.08 | 0 | 0 | 0 | 0 | 0 | 0.040917 | 3.8458e-08 | 0.08204 | 0.013726 | 0.24 | 0.71544 | 0 | 0.69712 | 0.0020658 | 0 | #DIV/0! | #DIV/0! | #DIV/0! | #DIV/0! | 0 | 0 | 0 | 0
1981-12-28 | Dec | 28 | 10:00 | 24.98 | 0 | 0 | 0 | 0 | 0 | 0.041001 | 3.8608e-08 | 0.081888 | 0.013749 | 0.24 | 0.71568 | 0 | 0.6996 | 0.0020619 | 0 | #DIV/0! | #DIV/0! | #DIV/0! | #DIV/0! | 0 | 0 | 0 | 0
1981-12-28 | Dec | 28 | 11:00 | 26.06 | 310 | 610.2362 | 36614.1744 | 0 | 0 | 0.041101 | 3.8788e-08 | 0.081706 | 0.013778 | 0.24 | 0.71596 | 0 | 0.7026 | 0.0020574 | 0 | #DIV/0! | #DIV/0! | #DIV/0! | #DIV/0! | 0 | 0 | 0 | 0
1981-12-28 | Dec | 28 | 12:00 | 26.96 | 330 | 511.811 | 30708.6624 | 0 | 0 | 0.041184 | 3.8938e-08 | 0.081554 | 0.013801 | 0.24 | 0.7162 | 0 | 0.70511 | 0.0020536 | 0 | #DIV/0! | #DIV/0! | #DIV/0! | #DIV/0! | 0 | 0 | 0 | 0
1981-12-28 | Dec | 28 | 13:00 | 26.96 | 300 | 905.5118 | 54330.7104 | 0 | 0 | 0.041184 | 3.8938e-08 | 0.081554 | 0.013801 | 0.24 | 0.7162 | 0 | 0.70511 | 0.0020536 | 0 | #DIV/0! | #DIV/0! | #DIV/0! | #DIV/0! | 0 | 0 | 0 | 0
1981-12-28 | Dec | 28 | 14:00 | 28.04 | 280 | 1023.6221 | 61417.3248 | 0 | 0 | 0.041284 | 3.9118e-08 | 0.081371 | 0.013829 | 0.24 | 0.71648 | 0 | 0.70812 | 0.002049 | 0 | #DIV/0! | #DIV/0! | #DIV/0! | #DIV/0! | 0 | 0 | 0 | 0
1981-12-28 | Dec | 28 | 15:00 | 26.96 | 330 | 1220.4725 | 73228.3488 | 0 | 0 | 0.041184 | 3.8938e-08 | 0.081554 | 0.013801 | 0.24 | 0.7162 | 0 | 0.70511 | 0.0020536 | 0 | #DIV/0! | #DIV/0! | #DIV/0! | #DIV/0! | 0 | 0 | 0 | 0
1981-12-28 | Dec | 28 | 16:00 | 23 | 310 | 1122.0473 | 67322.8368 | 0 | 0 | 0.040817 | 3.8278e-08 | 0.082223 | 0.013698 | 0.24 | 0.71515 | 0 | 0.69415 | 0.0020704 | 0 | #DIV/0! | #DIV/0! | #DIV/0! | #DIV/0! | 0 | 0 | 0 | 0
1981-12-28 | Dec | 28 | 17:00 | 21.02 | 340 | 1318.8977 | 79133.8608 | 0 | 0 | 0.040634 | 3.7948e-08 | 0.082558 | 0.013647 | 0.24 | 0.71462 | 0 | 0.68874 | 0.0020789 | 0 | #DIV/0! | #DIV/0! | #DIV/0! | #DIV/0! | 0 | 0 | 0 | 0
1981-12-28 | Dec | 28 | 18:00 | 19.94 | 300 | 905.5118 | 54330.7104 | 0 | 0 | 0.040535 | 3.7769e-08 | 0.082741 | 0.013618 | 0.24 | 0.71436 | 0 | 0.6858 | 0.0020836 | 0 | #DIV/0! | #DIV/0! | #DIV/0! | #DIV/0! | 0 | 0 | 0 | 0
1981-12-28 | Dec | 28 | 19:00 | 19.94 | 330 | 1220.4725 | 73228.3488 | 0 | 0 | 0.040535 | 3.7769e-08 | 0.082741 | 0.013618 | 0.24 | 0.71436 | 0 | 0.6858 | 0.0020836 | 0 | #DIV/0! | #DIV/0! | #DIV/0! | #DIV/0! | 0 | 0 | 0 | 0
1981-12-28 | Dec | 28 | 20:00 | 17.96 | 330 | 1122.0473 | 67322.8368 | 0 | 0 | 0.040397 | 3.7494e-08 | 0.083089 | 0.013567 | 0.24 | 0.71463 | 0 | 0.68034 | 0.0020922 | 0 | #DIV/0! | #DIV/0! | #DIV/0! | #DIV/0! | 0 | 0 | 0 | 0
1981-12-28 | Dec | 28 | 21:00 | 17.96 | 300 | 807.0866 | 48425.1984 | 0 | 0 | 0.040397 | 3.7494e-08 | 0.083089 | 0.013567 | 0.24 | 0.71463 | 0 | 0.68034 | 0.0020922 | 0 | #DIV/0! | #DIV/0! | #DIV/0! | #DIV/0! | 0 | 0 | 0 | 0
1981-12-28 | Dec | 28 | 22:00 | 17.06 | 290 | 708.6614 | 42519.6864 | 0 | 0 | 0.040335 | 3.7369e-08 | 0.083247 | 0.013544 | 0.24 | 0.71476 | 0 | 0.67788 | 0.0020962 | 0 | #DIV/0! | #DIV/0! | #DIV/0! | #DIV/0! | 0 | 0 | 0 | 0
1981-12-28 | Dec | 28 | 23:00 | 15.98 | 300 | 610.2362 | 36614.1744 | 0 | 0 | 0.04026 | 3.7219e-08 | 0.083438 | 0.013515 | 0.24 | 0.71491 | 0 | 0.67493 | 0.0021009 | 0 | #DIV/0! | #DIV/0! | #DIV/0! | #DIV/0! | 0 | 0 | 0 | 0
1981-12-28 | Dec | 28 | 24:00 | 10.04 | 280 | 1023.6221 | 61417.3248 | 0 | 0 | 0.039847 | 3.6394e-08 | 0.084483 | 0.013361 | 0.24 | 0.71576 | 0 | 0.65896 | 0.0021275 | 0 | #DIV/0! | #DIV/0! | #DIV/0! | #DIV/0! | 0 | 0 | 0 | 0
1981-12-29 | Dec | 29 | 1:00 | 6.98 | 280 | 413.3858 | 24803.1504 | 0 | 0 | 0.039634 | 3.5969e-08 | 0.085046 | 0.013281 | 0.24 | 0.7162 | 0 | 0.6507 | 0.0021414 | 0 | #DIV/0! | #DIV/0! | #DIV/0! | #DIV/0! | 0 | 0 | 0 | 0
1981-12-29 | Dec | 29 | 2:00 | 6.98 | 270 | 708.6614 | 42519.6864 | 0 | 0 | 0.039634 | 3.5969e-08 | 0.085046 | 0.013281 | 0.24 | 0.7162 | 0 | 0.6507 | 0.0021414 | 0 | #DIV/0! | #DIV/0! | #DIV/0! | #DIV/0! | 0 | 0 | 0 | 0
1981-12-29 | Dec | 29 | 3:00 | 3.02 | 260 | 610.2362 | 36614.1744 | 0 | 0 | 0.039359 | 3.5419e-08 | 0.085774 | 0.013179 | 0.24 | 0.71679 | 0 | 0.64017 | 0.0021597 | 0 | #DIV/0! | #DIV/0! | #DIV/0! | #DIV/0! | 0 | 0 | 0 | 0
1981-12-29 | Dec | 29 | 4:00 | -0.04 | 0 | 0 | 0 | 0 | 0 | 0.039148 | 3.4996e-08 | 0.086338 | 0.013099 | 0.24 | 0.71728 | 0 | 0.63216 | 0.0021741 | 0 | #DIV/0! | #DIV/0! | #DIV/0! | #DIV/0! | #DIV/0! | #DIV/0! | #DIV/0! | #DIV/0!
1981-12-29 | Dec | 29 | 5:00 | 1.04 | 270 | 610.2362 | 36614.1744 | 0 | 0 | 0.039222 | 3.5144e-08 | 0.086139 | 0.013127 | 0.24 | 0.71708 | 0 | 0.63498 | 0.002169 | 0 | #DIV/0! | #DIV/0! | #DIV/0! | #DIV/0! | 0 | 0 | 0 | 0
1981-12-29 | Dec | 29 | 6:00 | 1.04 | 260 | 511.811 | 30708.6624 | 0 | 0 | 0.039222 | 3.5144e-08 | 0.086139 | 0.013127 | 0.24 | 0.71708 | 0 | 0.63498 | 0.002169 | 0 | #DIV/0! | #DIV/0! | #DIV/0! | #DIV/0! | 0 | 0 | 0 | 0
1981-12-29 | Dec | 29 | 7:00 | 1.04 | 220 | 610.2362 | 36614.1744 | 0 | 0 | 0.039222 | 3.5144e-08 | 0.086139 | 0.013127 | 0.24 | 0.71708 | 0 | 0.63498 | 0.002169 | 0 | #DIV/0! | #DIV/0! | #DIV/0! | #DIV/0! | 0 | 0 | 0 | 0
1981-12-29 | Dec | 29 | 8:00 | 1.94 | 0 | 0 | 0 | 0 | 0 | 0.039284 | 3.5269e-08 | 0.085973 | 0.01315 | 0.24 | 0.71695 | 0 | 0.63733 | 0.0021648 | 0 | #DIV/0! | #DIV/0! | #DIV/0! | #DIV/0! | 0 | 0 | 0 | 0
1981-12-29 | Dec | 29 | 9:00 | 6.08 | 250 | 413.3858 | 24803.1504 | 0 | 0 | 0.039572 | 3.5844e-08 | 0.085211 | 0.013258 | 0.24 | 0.71634 | 0 | 0.64829 | 0.0021456 | 0 | #DIV/0! | #DIV/0! | #DIV/0! | #DIV/0! | 0 | 0 | 0 | 0
1981-12-29 | Dec | 29 | 10:00 | 10.94 | 250 | 610.2362 | 36614.1744 | 0 | 0 | 0.03991 | 3.6519e-08 | 0.084325 | 0.013384 | 0.24 | 0.71563 | 0 | 0.66136 | 0.0021234 | 0 | #DIV/0! | #DIV/0! | #DIV/0! | #DIV/0! | 0 | 0 | 0 | 0
1981-12-29 | Dec | 29 | 11:00 | 15.98 | 240 | 807.0866 | 48425.1984 | 0 | 0 | 0.04026 | 3.7219e-08 | 0.083438 | 0.013515 | 0.24 | 0.71491 | 0 | 0.67493 | 0.0021009 | 0 | #DIV/0! | #DIV/0! | #DIV/0! | #DIV/0! | 0 | 0 | 0 | 0
1981-12-29 | Dec | 29 | 12:00 | 17.96 | 250 | 1023.6221 | 61417.3248 | 0 | 0 | 0.040397 | 3.7494e-08 | 0.083089 | 0.013567 | 0.24 | 0.71463 | 0 | 0.68034 | 0.0020922 | 0 | #DIV/0! | #DIV/0! | #DIV/0! | #DIV/0! | 0 | 0 | 0 | 0
1981-12-29 | Dec | 29 | 13:00 | 17.96 | 240 | 905.5118 | 54330.7104 | 0 | 0 | 0.040397 | 3.7494e-08 | 0.083089 | 0.013567 | 0.24 | 0.71463 | 0 | 0.68034 | 0.0020922 | 0 | #DIV/0! | #DIV/0! | #DIV/0! | #DIV/0! | 0 | 0 | 0 | 0
1981-12-29 | Dec | 29 | 14:00 | 17.96 | 220 | 807.0866 | 48425.1984 | 0 | 0 | 0.040397 | 3.7494e-08 | 0.083089 | 0.013567 | 0.24 | 0.71463 | 0 | 0.68034 | 0.0020922 | 0 | #DIV/0! | #DIV/0! | #DIV/0! | #DIV/0! | 0 | 0 | 0 | 0
1981-12-29 | Dec | 29 | 15:00 | 17.96 | 210 | 1023.6221 | 61417.3248 | 0 | 0 | 0.040397 | 3.7494e-08 | 0.083089 | 0.013567 | 0.24 | 0.71463 | 0 | 0.68034 | 0.0020922 | 0 | #DIV/0! | #DIV/0! | #DIV/0! | #DIV/0! | 0 | 0 | 0 | 0
1981-12-29 | Dec | 29 | 16:00 | 15.08 | 250 | 610.2362 | 36614.1744 | 0 | 0 | 0.040197 | 3.7094e-08 | 0.083596 | 0.013492 | 0.24 | 0.71504 | 0 | 0.67248 | 0.0021049 | 0 | #DIV/0! | #DIV/0! | #DIV/0! | #DIV/0! | 0 | 0 | 0 | 0
1981-12-29 | Dec | 29 | 17:00 | 12.92 | 210 | 413.3858 | 24803.1504 | 0 | 0 | 0.040047 | 3.6794e-08 | 0.083976 | 0.013436 | 0.24 | 0.71535 | 0 | 0.66665 | 0.0021145 | 0 | #DIV/0! | #DIV/0! | #DIV/0! | #DIV/0! | 0 | 0 | 0 | 0
1981-12-29 | Dec | 29 | 18:00 | 10.04 | 240 | 295.2756 | 17716.536 | 0 | 0 | 0.039847 | 3.6394e-08 | 0.084483 | 0.013361 | 0.24 | 0.71576 | 0 | 0.65896 | 0.0021275 | 0 | #DIV/0! | #DIV/0! | #DIV/0! | #DIV/0! | 0 | 0 | 0 | 0
1981-12-29 | Dec | 29 | 19:00 | 10.04 | 180 | 708.6614 | 42519.6864 | 0 | 0 | 0.039847 | 3.6394e-08 | 0.084483 | 0.013361 | 0.24 | 0.71576 | 0 | 0.65896 | 0.0021275 | 0 | #DIV/0! | #DIV/0! | #DIV/0! | #DIV/0! | 0 | 0 | 0 | 0
1981-12-29 | Dec | 29 | 20:00 | 10.04 | 190 | 708.6614 | 42519.6864 | 0 | 0 | 0.039847 | 3.6394e-08 | 0.084483 | 0.013361 | 0.24 | 0.71576 | 0 | 0.65896 | 0.0021275 | 0 | #DIV/0! | #DIV/0! | #DIV/0! | #DIV/0! | 0 | 0 | 0 | 0
1981-12-29 | Dec | 29 | 21:00 | 10.94 | 180 | 807.0866 | 48425.1984 | 0 | 0 | 0.03991 | 3.6519e-08 | 0.084325 | 0.013384 | 0.24 | 0.71563 | 0 | 0.66136 | 0.0021234 | 0 | #DIV/0! | #DIV/0! | #DIV/0! | #DIV/0! | 0 | 0 | 0 | 0
1981-12-29 | Dec | 29 | 22:00 | 8.96 | 180 | 708.6614 | 42519.6864 | 0 | 0 | 0.039772 | 3.6244e-08 | 0.084681 | 0.013333 | 0.24 | 0.71592 | 0 | 0.65604 | 0.0021324 | 0 | #DIV/0! | #DIV/0! | #DIV/0! | #DIV/0! | 0 | 0 | 0 | 0
1981-12-29 | Dec | 29 | 23:00 | 5 | 180 | 610.2362 | 36614.1744 | 0 | 0 | 0.039497 | 3.5694e-08 | 0.08541 | 0.01323 | 0.24 | 0.7165 | 0 | 0.64542 | 0.0021505 | 0 | #DIV/0! | #DIV/0! | #DIV/0! | #DIV/0! | 0 | 0 | 0 | 0
1981-12-29 | Dec | 29 | 24:00 | 1.04 | 0 | 0 | 0 | 0 | 0 | 0.039222 | 3.5144e-08 | 0.086139 | 0.013127 | 0.24 | 0.71708 | 0 | 0.63498 | 0.002169 | 0 | #DIV/0! | #DIV/0! | #DIV/0! | #DIV/0! | 0 | 0 | 0 | 0
1981-12-30 | Dec | 30 | 1:00 | -0.04 | 230 | 807.0866 | 48425.1984 | 0 | 0 | 0.039148 | 3.4996e-08 | 0.086338 | 0.013099 | 0.24 | 0.71728 | 0 | 0.63216 | 0.0021741 | 0 | #DIV/0! | #DIV/0! | #DIV/0! | #DIV/0! | #DIV/0! | #DIV/0! | #DIV/0! | #DIV/0!
1981-12-30 | Dec | 30 | 2:00 | -0.94 | 200 | 610.2362 | 36614.1744 | 0 | 0 | 0.039128 | 3.4909e-08 | 0.086515 | 0.013075 | 0.23999 | 0.7182 | 0 | 0.62972 | 0.0021784 | 0 | #DIV/0! | #DIV/0! | #DIV/0! | #DIV/0! | #DIV/0! | #DIV/0! | #DIV/0! | #DIV/0!
1981-12-30 | Dec | 30 | 3:00 | 3.02 | 190 | 807.0866 | 48425.1984 | 0 | 0 | 0.039359 | 3.5419e-08 | 0.085774 | 0.013179 | 0.24 | 0.71679 | 0 | 0.64017 | 0.0021597 | 0 | #DIV/0! | #DIV/0! | #DIV/0! | #DIV/0! | 0 | 0 | 0 | 0
1981-12-30 | Dec | 30 | 4:00 | 3.92 | 200 | 610.2362 | 36614.1744 | 0 | 0 | 0.039422 | 3.5544e-08 | 0.085609 | 0.013202 | 0.24 | 0.71665 | 0 | 0.64255 | 0.0021555 | 0 | #DIV/0! | #DIV/0! | #DIV/0! | #DIV/0! | 0 | 0 | 0 | 0
1981-12-30 | Dec | 30 | 5:00 | 5 | 190 | 413.3858 | 24803.1504 | 0 | 0 | 0.039497 | 3.5694e-08 | 0.08541 | 0.01323 | 0.24 | 0.7165 | 0 | 0.64542 | 0.0021505 | 0 | #DIV/0! | #DIV/0! | #DIV/0! | #DIV/0! | 0 | 0 | 0 | 0
1981-12-30 | Dec | 30 | 6:00 | 5 | 180 | 413.3858 | 24803.1504 | 0 | 0 | 0.039497 | 3.5694e-08 | 0.08541 | 0.01323 | 0.24 | 0.7165 | 0 | 0.64542 | 0.0021505 | 0 | #DIV/0! | #DIV/0! | #DIV/0! | #DIV/0! | 0 | 0 | 0 | 0
1981-12-30 | Dec | 30 | 7:00 | 5 | 150 | 413.3858 | 24803.1504 | 0 | 0 | 0.039497 | 3.5694e-08 | 0.08541 | 0.01323 | 0.24 | 0.7165 | 0 | 0.64542 | 0.0021505 | 0 | #DIV/0! | #DIV/0! | #DIV/0! | #DIV/0! | 0 | 0 | 0 | 0
1981-12-30 | Dec | 30 | 8:00 | 6.08 | 190 | 708.6614 | 42519.6864 | 0 | 0 | 0.039572 | 3.5844e-08 | 0.085211 | 0.013258 | 0.24 | 0.71634 | 0 | 0.64829 | 0.0021456 | 0 | #DIV/0! | #DIV/0! | #DIV/0! | #DIV/0! | 0 | 0 | 0 | 0
1981-12-30 | Dec | 30 | 9:00 | 8.96 | 150 | 413.3858 | 24803.1504 | 0 | 0 | 0.039772 | 3.6244e-08 | 0.084681 | 0.013333 | 0.24 | 0.71592 | 0 | 0.65604 | 0.0021324 | 0 | #DIV/0! | #DIV/0! | #DIV/0! | #DIV/0! | 0 | 0 | 0 | 0
1981-12-30 | Dec | 30 | 10:00 | 12.02 | 150 | 610.2362 | 36614.1744 | 0 | 0 | 0.039985 | 3.6669e-08 | 0.084134 | 0.013413 | 0.24 | 0.71547 | 0 | 0.66424 | 0.0021186 | 0 | #DIV/0! | #DIV/0! | #DIV/0! | #DIV/0! | 0 | 0 | 0 | 0
1981-12-30 | Dec | 30 | 11:00 | 17.96 | 180 | 708.6614 | 42519.6864 | 0 | 0 | 0.040397 | 3.7494e-08 | 0.083089 | 0.013567 | 0.24 | 0.71463 | 0 | 0.68034 | 0.0020922 | 0 | #DIV/0! | #DIV/0! | #DIV/0! | #DIV/0! | 0 | 0 | 0 | 0
1981-12-30 | Dec | 30 | 12:00 | 19.94 | 180 | 807.0866 | 48425.1984 | 0 | 0 | 0.040535 | 3.7769e-08 | 0.082741 | 0.013618 | 0.24 | 0.71436 | 0 | 0.6858 | 0.0020836 | 0 | #DIV/0! | #DIV/0! | #DIV/0! | #DIV/0! | 0 | 0 | 0 | 0
1981-12-30 | Dec | 30 | 13:00 | 21.92 | 190 | 708.6614 | 42519.6864 | 0 | 0 | 0.040717 | 3.8098e-08 | 0.082406 | 0.01367 | 0.24 | 0.71486 | 0 | 0.69119 | 0.002075 | 0 | #DIV/0! | #DIV/0! | #DIV/0! | #DIV/0! | 0 | 0 | 0 | 0
1981-12-30 | Dec | 30 | 14:00 | 24.08 | 160 | 1023.6221 | 61417.3248 | 0 | 0 | 0.040917 | 3.8458e-08 | 0.08204 | 0.013726 | 0.24 | 0.71544 | 0 | 0.69712 | 0.0020658 | 0 | #DIV/0! | #DIV/0! | #DIV/0! | #DIV/0! | 0 | 0 | 0 | 0
1981-12-30 | Dec | 30 | 15:00 | 24.98 | 150 | 1122.0473 | 67322.8368 | 0 | 0 | 0.041001 | 3.8608e-08 | 0.081888 | 0.013749 | 0.24 | 0.71568 | 0 | 0.6996 | 0.0020619 | 0 | #DIV/0! | #DIV/0! | #DIV/0! | #DIV/0! | 0 | 0 | 0 | 0
1981-12-30 | Dec | 30 | 16:00 | 24.98 | 140 | 807.0866 | 48425.1984 | 0 | 0 | 0.041001 | 3.8608e-08 | 0.081888 | 0.013749 | 0.24 | 0.71568 | 0 | 0.6996 | 0.0020619 | 0 | #DIV/0! | #DIV/0! | #DIV/0! | #DIV/0! | 0 | 0 | 0 | 0
1981-12-30 | Dec | 30 | 17:00 | 26.06 | 130 | 708.6614 | 42519.6864 | 0 | 0 | 0.041101 | 3.8788e-08 | 0.081706 | 0.013778 | 0.24 | 0.71596 | 0 | 0.7026 | 0.0020574 | 0 | #DIV/0! | #DIV/0! | #DIV/0! | #DIV/0! | 0 | 0 | 0 | 0
1981-12-30 | Dec | 30 | 18:00 | 26.06 | 140 | 1023.6221 | 61417.3248 | 0 | 0 | 0.041101 | 3.8788e-08 | 0.081706 | 0.013778 | 0.24 | 0.71596 | 0 | 0.7026 | 0.0020574 | 0 | #DIV/0! | #DIV/0! | #DIV/0! | #DIV/0! | 0 | 0 | 0 | 0
1981-12-30 | Dec | 30 | 19:00 | 26.06 | 130 | 1023.6221 | 61417.3248 | 0 | 0 | 0.041101 | 3.8788e-08 | 0.081706 | 0.013778 | 0.24 | 0.71596 | 0 | 0.7026 | 0.0020574 | 0 | #DIV/0! | #DIV/0! | #DIV/0! | #DIV/0! | 0 | 0 | 0 | 0
1981-12-30 | Dec | 30 | 20:00 | 26.96 | 140 | 1830.7087 | 109842.5232 | 0 | 0 | 0.041184 | 3.8938e-08 | 0.081554 | 0.013801 | 0.24 | 0.7162 | 0 | 0.70511 | 0.0020536 | 0 | #DIV/0! | #DIV/0! | #DIV/0! | #DIV/0! | 0 | 0 | 0 | 0
1981-12-30 | Dec | 30 | 21:00 | 28.04 | 130 | 1417.3229 | 85039.3728 | 0 | 0 | 0.041284 | 3.9118e-08 | 0.081371 | 0.013829 | 0.24 | 0.71648 | 0 | 0.70812 | 0.002049 | 0 | #DIV/0! | #DIV/0! | #DIV/0! | #DIV/0! | 0 | 0 | 0 | 0
1981-12-30 | Dec | 30 | 22:00 | 28.04 | 140 | 1417.3229 | 85039.3728 | 0 | 0 | 0.041284 | 3.9118e-08 | 0.081371 | 0.013829 | 0.24 | 0.71648 | 0 | 0.70812 | 0.002049 | 0 | #DIV/0! | #DIV/0! | #DIV/0! | #DIV/0! | 0 | 0 | 0 | 0
1981-12-30 | Dec | 30 | 23:00 | 28.94 | 140 | 1417.3229 | 85039.3728 | 0 | 0 | 0.041368 | 3.9268e-08 | 0.081219 | 0.013852 | 0.24 | 0.71671 | 0 | 0.71065 | 0.0020452 | 0 | #DIV/0! | #DIV/0! | #DIV/0! | #DIV/0! | 0 | 0 | 0 | 0
1981-12-30 | Dec | 30 | 24:00 | 28.94 | 140 | 1929.1339 | 115748.0352 | 0 | 0 | 0.041368 | 3.9268e-08 | 0.081219 | 0.013852 | 0.24 | 0.71671 | 0 | 0.71065 | 0.0020452 | 0 | #DIV/0! | #DIV/0! | #DIV/0! | #DIV/0! | 0 | 0 | 0 | 0
1981-12-31 | Dec | 31 | 1:00 | 32 | 140 | 1732.2835 | 103937.0112 | 0 | 0 | 0.041512 | 3.9667e-08 | 0.080716 | 0.013932 | 0.24 | 0.71511 | 0 | 0.71919 | 0.0020325 | 0 | #DIV/0! | #DIV/0! | #DIV/0! | #DIV/0! | 0 | 0 | 0 | 0
1981-12-31 | Dec | 31 | 2:00 | 35.06 | 160 | 1417.3229 | 85039.3728 | 0 | 0 | 0.041583 | 4.0007e-08 | 0.08022 | 0.014012 | 0.24 | 0.71226 | 0 | 0.72776 | 0.00202 | 0 | #DIV/0! | #DIV/0! | #DIV/0! | #DIV/0! | 0 | 0 | 0 | 0
1981-12-31 | Dec | 31 | 3:00 | 37.04 | 180 | 2027.5591 | 121653.5472 | 0 | 0 | 0.041629 | 4.0227e-08 | 0.0799 | 0.014063 | 0.24 | 0.71044 | 0 | 0.73337 | 0.0020119 | 0 | #DIV/0! | #DIV/0! | #DIV/0! | #DIV/0! | 0 | 0 | 0 | 0
1981-12-31 | Dec | 31 | 4:00 | 35.96 | 180 | 1614.1733 | 96850.3968 | 0 | 0 | 0.041604 | 4.0107e-08 | 0.080074 | 0.014035 | 0.24 | 0.71143 | 0 | 0.73031 | 0.0020163 | 0 | #DIV/0! | #DIV/0! | #DIV/0! | #DIV/0! | 0 | 0 | 0 | 0
1981-12-31 | Dec | 31 | 5:00 | 37.04 | 160 | 2322.8347 | 139370.0832 | 0 | 0 | 0.041629 | 4.0227e-08 | 0.0799 | 0.014063 | 0.24 | 0.71044 | 0 | 0.73337 | 0.0020119 | 0 | #DIV/0! | #DIV/0! | #DIV/0! | #DIV/0! | 0 | 0 | 0 | 0
1981-12-31 | Dec | 31 | 6:00 | 35.06 | 170 | 1614.1733 | 96850.3968 | 0 | 0 | 0.041583 | 4.0007e-08 | 0.08022 | 0.014012 | 0.24 | 0.71226 | 0 | 0.72776 | 0.00202 | 0 | #DIV/0! | #DIV/0! | #DIV/0! | #DIV/0! | 0 | 0 | 0 | 0
1981-12-31 | Dec | 31 | 7:00 | 33.08 | 170 | 1122.0473 | 67322.8368 | 0 | 0 | 0.041537 | 3.9787e-08 | 0.080541 | 0.01396 | 0.24 | 0.7141 | 0 | 0.7222 | 0.0020281 | 0 | #DIV/0! | #DIV/0! | #DIV/0! | #DIV/0! | 0 | 0 | 0 | 0
1981-12-31 | Dec | 31 | 8:00 | 33.98 | 170 | 1023.6221 | 61417.3248 | 0 | 0 | 0.041558 | 3.9887e-08 | 0.080395 | 0.013983 | 0.24 | 0.71327 | 0 | 0.72473 | 0.0020244 | 0 | #DIV/0! | #DIV/0! | #DIV/0! | #DIV/0! | 0 | 0 | 0 | 0
1981-12-31 | Dec | 31 | 9:00 | 33.98 | 160 | 1318.8977 | 79133.8608 | 0 | 0 | 0.041558 | 3.9887e-08 | 0.080395 | 0.013983 | 0.24 | 0.71327 | 0 | 0.72473 | 0.0020244 | 0 | #DIV/0! | #DIV/0! | #DIV/0! | #DIV/0! | 0 | 0 | 0 | 0
1981-12-31 | Dec | 31 | 10:00 | 35.06 | 190 | 1220.4725 | 73228.3488 | 0 | 0 | 0.041583 | 4.0007e-08 | 0.08022 | 0.014012 | 0.24 | 0.71226 | 0 | 0.72776 | 0.00202 | 0 | #DIV/0! | #DIV/0! | #DIV/0! | #DIV/0! | 0 | 0 | 0 | 0
1981-12-31 | Dec | 31 | 11:00 | 35.06 | 190 | 1122.0473 | 67322.8368 | 0 | 0 | 0.041583 | 4.0007e-08 | 0.08022 | 0.014012 | 0.24 | 0.71226 | 0 | 0.72776 | 0.00202 | 0 | #DIV/0! | #DIV/0! | #DIV/0! | #DIV/0! | 0 | 0 | 0 | 0
1981-12-31 | Dec | 31 | 12:00 | 35.06 | 180 | 1122.0473 | 67322.8368 | 0 | 0 | 0.041583 | 4.0007e-08 | 0.08022 | 0.014012 | 0.24 | 0.71226 | 0 | 0.72776 | 0.00202 | 0 | #DIV/0! | #DIV/0! | #DIV/0! | #DIV/0! | 0 | 0 | 0 | 0
1981-12-31 | Dec | 31 | 13:00 | 35.06 | 180 | 708.6614 | 42519.6864 | 0 | 0 | 0.041583 | 4.0007e-08 | 0.08022 | 0.014012 | 0.24 | 0.71226 | 0 | 0.72776 | 0.00202 | 0 | #DIV/0! | #DIV/0! | #DIV/0! | #DIV/0! | 0 | 0 | 0 | 0
1981-12-31 | Dec | 31 | 14:00 | 33.98 | 180 | 905.5118 | 54330.7104 | 0 | 0 | 0.041558 | 3.9887e-08 | 0.080395 | 0.013983 | 0.24 | 0.71327 | 0 | 0.72473 | 0.0020244 | 0 | #DIV/0! | #DIV/0! | #DIV/0! | #DIV/0! | 0 | 0 | 0 | 0
1981-12-31 | Dec | 31 | 15:00 | 33.98 | 210 | 1023.6221 | 61417.3248 | 0 | 0 | 0.041558 | 3.9887e-08 | 0.080395 | 0.013983 | 0.24 | 0.71327 | 0 | 0.72473 | 0.0020244 | 0 | #DIV/0! | #DIV/0! | #DIV/0! | #DIV/0! | 0 | 0 | 0 | 0
1981-12-31 | Dec | 31 | 16:00 | 32 | 200 | 807.0866 | 48425.1984 | 0 | 0 | 0.041512 | 3.9667e-08 | 0.080716 | 0.013932 | 0.24 | 0.71511 | 0 | 0.71919 | 0.0020325 | 0 | #DIV/0! | #DIV/0! | #DIV/0! | #DIV/0! | 0 | 0 | 0 | 0
1981-12-31 | Dec | 31 | 17:00 | 32 | 220 | 905.5118 | 54330.7104 | 0 | 0 | 0.041512 | 3.9667e-08 | 0.080716 | 0.013932 | 0.24 | 0.71511 | 0 | 0.71919 | 0.0020325 | 0 | #DIV/0! | #DIV/0! | #DIV/0! | #DIV/0! | 0 | 0 | 0 | 0
1981-12-31 | Dec | 31 | 18:00 | 32 | 230 | 1023.6221 | 61417.3248 | 0 | 0 | 0.041512 | 3.9667e-08 | 0.080716 | 0.013932 | 0.24 | 0.71511 | 0 | 0.71919 | 0.0020325 | 0 | #DIV/0! | #DIV/0! | #DIV/0! | #DIV/0! | 0 | 0 | 0 | 0
1981-12-31 | Dec | 31 | 19:00 | 32 | 240 | 1220.4725 | 73228.3488 | 0 | 0 | 0.041512 | 3.9667e-08 | 0.080716 | 0.013932 | 0.24 | 0.71511 | 0 | 0.71919 | 0.0020325 | 0 | #DIV/0! | #DIV/0! | #DIV/0! | #DIV/0! | 0 | 0 | 0 | 0
1981-12-31 | Dec | 31 | 20:00 | 30.02 | 250 | 2125.9843 | 127559.0592 | 0 | 0 | 0.041466 | 3.9447e-08 | 0.081037 | 0.013881 | 0.24 | 0.71697 | 0 | 0.71369 | 0.0020407 | 0 | #DIV/0! | #DIV/0! | #DIV/0! | #DIV/0! | 0 | 0 | 0 | 0
1981-12-31 | Dec | 31 | 21:00 | 24.98 | 250 | 1830.7087 | 109842.5232 | 0 | 0 | 0.041001 | 3.8608e-08 | 0.081888 | 0.013749 | 0.24 | 0.71568 | 0 | 0.6996 | 0.0020619 | 0 | #DIV/0! | #DIV/0! | #DIV/0! | #DIV/0! | 0 | 0 | 0 | 0
1981-12-31 | Dec | 31 | 22:00 | 24.08 | 250 | 1830.7087 | 109842.5232 | 0 | 0 | 0.040917 | 3.8458e-08 | 0.08204 | 0.013726 | 0.24 | 0.71544 | 0 | 0.69712 | 0.0020658 | 0 | #DIV/0! | #DIV/0! | #DIV/0! | #DIV/0! | 0 | 0 | 0 | 0
1981-12-31 | Dec | 31 | 23:00 | 23 | 270 | 1318.8977 | 79133.8608 | 0 | 0 | 0.040817 | 3.8278e-08 | 0.082223 | 0.013698 | 0.24 | 0.71515 | 0 | 0.69415 | 0.0020704 | 0 | #DIV/0! | #DIV/0! | #DIV/0! | #DIV/0! | 0 | 0 | 0 | 0
1981-12-31 | Dec | 31 | 24:00 | 21.02 | 260 | 1417.3229 | 85039.3728 | 0 | 0 | 0.040634 | 3.7948e-08 | 0.082558 | 0.013647 | 0.24 | 0.71462 | 0 | 0.68874 | 0.0020789 | 0 | #DIV/0! | #DIV/0! | #DIV/0! | #DIV/0! | 0 | 0 | 0 | 0

## Air Properties (hidden)
Temp | Dynamic Visconsity | Kinematic Viscosity | Density | Specific Weight | Temperature | Thermal Conductivity | Specific Heat Capacity | Prandlt Number | Temp. | 100 | F
F | μ | ν | ρ | γ | F | k | C | Pr | Dynamic Viscosity | 0.045636 | lbm*hr/ft^2
(oF) | lbf/s*ft^2 x 10-7 | (ft2/s) x 10-4 | (slugs/ft3) x 10-3 | (lb/ft3) x 10-2 | F | Btu/hr*ft*F | Btu/lbm*F |  | Kinematic Viscosity | 4.9722e-08 | ft^2/hr
-40 | 3.29 | 1.12 | 2.939 | 9.456 | -100 | 0.0104 | 0.239 | 0.739 | Density | 0.002204 | slugs/ft^3
-20 | 3.34 | 1.19 | 2.805 | 9.026 | 0 | 0.0131 | 0.24 | 0.718 | Specific Weight | 0.0709 | lbs/ft^3
0 | 3.38 | 1.26 | 2.683 | 8.633 | 100 | 0.0157 | 0.24 | 0.706 | Thermal Conductivity | 0.0157 | Btu/hr*ft*F
10 | 3.44 | 1.31 | 2.626 | 8.449 | 200 | 0.0181 | 0.241 | 0.693 | Specific Heat Capacity | 0.24 | Btu/lbm*F
20 | 3.5 | 1.36 | 2.571 | 8.273 | 300 | 0.0203 | 0.243 | 0.686 | Prandlt Number | 0.69761 | Pr
30 | 3.58 | 1.42 | 2.519 | 8.104 | 400 | 0.0225 | 0.245 | 0.681
40 | 3.6 | 1.46 | 2.469 | 7.942 | 500 | 0.0246 | 0.248 | 0.68
50 | 3.68 | 1.52 | 2.42 | 7.786 | 600 | 0.0265 | 0.25 | 0.68
60 | 3.75 | 1.58 | 2.373 | 7.636 | 700 | 0.0284 | 0.254 | 0.682
70 | 3.82 | 1.64 | 2.329 | 7.492 | 800 | 0.0303 | 0.257 | 0.684
80 | 3.86 | 1.69 | 2.286 | 7.353 | 900 | 0.032 | 0.26 | 0.687
90 | 3.9 | 1.74 | 2.244 | 7.219 | 1000 | 0.0337 | 0.263 | 0.69
100 | 3.94 | 1.79 | 2.204 | 7.09
120 | 4.02 | 1.89 | 2.128 | 6.846
140 | 4.13 | 2.01 | 2.057 | 6.617
160 | 4.22 | 2.12 | 1.99 | 6.404
180 | 4.34 | 2.25 | 1.928 | 6.204
200 | 4.49 | 2.4 | 1.87 | 6.016
300 | 4.97 | 3.06 | 1.624 | 5.224
400 | 5.24 | 3.65 | 1.435 | 4.616
500 | 5.8 | 4.51 | 1.285 | 4.135
750 | 6.81 | 6.68 | 1.02 | 3.28
1000 | 7.85 | 9.3 | 0.845 | 2.717
1500 | 9.5 | 15.1 | 0.629 | 2.024

## Water Properties (hidden)
Temperature | Specific Heat Capacity | Density | Dynamic Viscosity | Thermal Conductivity | Prandtl No. | Temp. | 0 | F
[6 empty] | Specific Heat Capacity | #N/A | Btu/lbm*F
(oF) | (Btu/lbmoF) | (lbm/ft3) | (lbm/ft h) | (Btu/h ft oF) |  | Density | #N/A | Lbm/ft^3
32 | 1.009 | 62.42 | 4.33 | 0.327 | 13.35 | Dynamic Viscosity | #N/A | lbm/ft*hr
40 | 1.005 | 62.42 | 3.75 | 0.332 | 11.35 | Thermal Conductivity | #N/A | Btu/hr*ft*F
50 | 1.002 | 62.38 | 3.17 | 0.338 | 9.4 | Prandtl Number | #N/A | Pr
60 | 1 | 62.34 | 2.71 | 0.334 | 7.88
70 | 0.998 | 62.27 | 2.37 | 0.349 | 6.78
80 | 0.998 | 62.17 | 2.08 | 0.355 | 5.85
90 | 0.997 | 62.11 | 1.85 | 0.36 | 5.12
100 | 0.997 | 61.99 | 1.65 | 0.364 | 4.53
110 | 0.997 | 61.84 | 1.49 | 0.368 | 4.04
120 | 0.997 | 61.73 | 1.36 | 0.378 | 3.64
130 | 0.998 | 61.54 | 1.24 | 0.375 | 3.3
140 | 0.998 | 61.39 | 1.14 | 0.378 | 3.01
150 | 0.999 | 61.2 | 1.04 | 0.381 | 2.73
160 | 1 | 61.01 | 0.97 | 0.384 | 2.53
170 | 1.001 | 60.79 | 0.9 | 0.386 | 2.33
180 | 1.002 | 60.57 | 0.84 | 0.389 | 2.16
190 | 1.003 | 60.35 | 0.79 | 0.39 | 2.03
200 | 1.004 | 60.13 | 0.74 | 0.392 | 1.9
220 | 1.007 | 59.63 | 0.65 | 0.395 | 1.66
240 | 1.01 | 59.1 | 0.59 | 0.396 | 1.51
260 | 1.015 | 58.51 | 0.53 | 0.396 | 1.36
280 | 1.02 | 57.94 | 0.48 | 0.396 | 1.24
300 | 1.026 | 57.31 | 0.45 | 0.395 | 1.117
350 | 1.044 | 55.59 | 0.38 | 0.391 | 1.02
400 | 1.067 | 53.65 | 0.33 | 0.384 | 1
450 | 1.095 | 51.55 | 0.29 | 0.373 | 0.85
500 | 1.13 | 49.02 | 0.26 | 0.356 | 0.83
550 | 1.2 | 45.92 | 0.23
600 | 1.362 | 42.37 | 0.21

## Material List (hidden)
Insulation | Btu/(hr*Ft*F) | Jacket | Emissivity | Base Material | Btu/(hr*Ft*F) | Emissivity
_None | 0 | _None | 0 | _None | 0 | 0
_Use Optional R-Value Calculator |  | All Service Jacket | 0.9 | Aluminum Oxide | 17.337 | 0.1
1000F MF BLANKET, Type V | 0.056979 | Aluminum Paint | 0.5 | Aluminum, new, bright | 144.475 | 0.04
1000F MF BOARD, Type III | 0.038229 | Aluminum, new, bright | 0.04 | Carbon Steel, max 0.5% C | 31 | 0.8
1000F Min.Fiber Pipe and Tank, Type IVB | 0.035312 | Aluminum, oxidized | 0.1 | Carbon Steel, max 1.5% C | 18 | 0.8
1000F Mineral Fiber PIPE, Type IV | 0.039762 | Canvas | 0.9 | Iron | 46.232 | 0.8
1200F MF BLANKET, Type VII | 0.044444 | Colored Mastics | 0.9 | Iron, cast | 31.7845 | 0.8
1200F MF BOARD, Type IVB | 0.034352 | Copper, pure | 0.6 | Stainless Steel | 9.2464 | 0.3
1200F Mineral Fiber PIPE, Types II and III | 0.039762 | Galvanized Steel | 0.1 | Steel, Carbon 1% | 24.8497 | 0.8
1800F MF BOARD, Type V | 0.04325 | Iron | 0.8
450F MF BLANKET, Type II, C553-11 | 0.033 | Painted Metal | 0.8
450F MF BOARD, Type IB | 0.025 | PVC Jacketing | 0.9
650F Min.Fiber Pipe and Tank, Type II | 0.036905 | Roofing felt and black mastics | 0.9
850F MF BLANKET, Type IV, C553-11 | 0.033095 | Stainless Steel, dull | 0.3
850F MF BOARD, Type II | 0.032976 | Stainless Steel, new | 0.13
850F Min.Fiber Pipe and Tank, Type IIIB | 0.03369 | Steel | 0.8
850F Mineral Fiber PIPE, Type I | 0.035167
Air, athmosphere (gas) | 0.01387
Asbestos, loosely packed | 0.086685
Asbestos-cement | 1.1963
Asbestos-cement board | 0.42996
Asbestos-cement sheets | 0.095931
Asphalt | 0.43342
Calcium Silicate BLK+PIPE, Type I | 0.04619
Cellular Glass,Type I, BLOCK | 0.033333
Cellular Glass,Type II, PIPE and TUBE | 0.043333
Cement plaster, sand aggregate | 0.41609
Cement, mortar | 0.99977
Cement, portland | 0.16759
Concrete, dense | 0.92464
Concrete, lightweight | 0.11558
Concrete, medium | 0.28895
Concrete, stone | 0.98243
Elastomeric SHT+TUBE, Gr 1 | 0.023958
Fibreglass | 0.023116
Finish CEMENT, C449-07 | 0.090625
Flexible Aerogel,Type III, Gr 1 Blanket | 0.016667
Flexible Aerogel,Type III, Gr 2 Pipe | 0.020417
Foam glass | 0.026005
Glass Fiber Felt | 0.038333
Gypsum plaster, sand aggregate | 0.12714
Gypsum plaster, vericulite aggregate | 0.14447
High Temp Fiber BLANKET, Gr 6 | 0.1456
Kapok insulation | 0.019649
Magnesia insulation (85%) | 0.040453
Melamine PIPE+FLAT | 0.0375
MF Insulating CEMENT | 0.077083
MF Metal Mesh BLANKET, Type II | 0.039537
Microporous,Type II, Gr 2 | 0.026512
Perlite BLOCK+PIPE | 0.053333
Phenolic SHEET+TUBE,Type III | 0.016042
PIR, Gr 2, Type IV | 0.01875
PIR, Gr 2, Types I and II | 0.01875
Polyethylene HD | 0.26005
Polyimide, Type I,Gr 1 | 0.043611
Polyolefin SHT+TUBE, Gr 1 | 0.03
Polypropylene | 0.11558
Polystyrene BOARD, Type IV, C578-11b | 0.016229
Polystyrene PIPE, Type XIII | 0.021167
Polystyrene, expanded | 0.017337
Polystyrol | 0.02485
Polyurethane foam | 0.017337
PTFE | 0.14447
PVC | 0.1098
Straw slab insulation, compressed | 0.052011
Styrofoam | 0.019071
Urethane/rigid foam | 0.015025
Vermiculite | 0.033518
Vinyl ester | 0.14447